## Sheet1
标题 | 描述 | 订货号 | 型号 | 系列 | 图片文件名 | 图片是否存在
西门子 PROFIBUS FC标准电缆GP,按米出售；6XV18300EH10 | Siemens PROFIBUS FC standard cable GP, sold by the meter; 6XV18300EH10 | 6xv18300eh10 | 6XV18300EH10 | 当日发货 | 650bcc8040eb8edb.jpg.avif | ✅ 存在
西门子 IE FC T标准电缆GP 2×2(A型),按米出售；6XV18402AH10 | Siemens IE FC T standard cable GP 2×2 (Type A), sold by the meter; 6XV18402AH10 | 6xv18402ah10 | 6XV18402AH10 | 当日发货 | d5ddc50db7265961.jpg.avif | ✅ 存在
西门子 可编程控制器标准型CPU模块；6ES72881SR200AA1 | Siemens programmable controller standard CPU module; 6ES72881SR200AA1 | 6es72881sr200aa1 | 6ES72881SR200AA1 | 次日发货 | 32db431b3d8eae5b.jpg.avif | ✅ 存在
西门子 基座单元（用于IO模块）；6ES71936BP000BA0 | Siemens base unit (for IO modules); 6ES71936BP000BA0 | 6es71936bp000ba0 | 6ES71936BP000BA0 | 次日发货 | 4c8a853f0d4e13d8.jpg.avif | ✅ 存在
西门子 可编程控制器模拟量输入模块；6ES72883AE040AA0 | Siemens programmable controller analog input module; 6ES72883AE040AA0 | 6es72883ae040aa0 | 6ES72883AE040AA0 | 当日发货 | 8860af1dda9b23b2.jpg.avif | ✅ 存在
西门子 接触器继电器AC50HZ,220V辅助触点：6个常开触点+2个常闭触点,规格0,螺纹连接；3TH82620XM0 | Siemens contactor relay AC50HZ, 220V auxiliary contacts: 6 normally open contacts + 2 normally closed contacts, specification 0, threaded connection; 3TH82620XM0 | 3th82620xm0 | 3TH82620XM0 | 当日发货 | dafe4af3ce714191.jpg.avif | ✅ 存在
西门子 正面安装的辅助触点用于3TS29-36正面安装的辅助触点（1个常开触点）；3TX30102A | Siemens front-mounted auxiliary contacts for 3TS29-36 front-mounted auxiliary contacts (1 normally open contact); 3TX30102A | 3tx30102a | 3TX30102A | 当日发货 | 642c99e9f965241f.jpg.avif | ✅ 存在
西门子 模拟量输入模块,8输入；S7-200 SMART EM AE08 | Siemens analog input module, 8 inputs; S7-200 SMART EM AE08 | 6es72883ae080aa0 | S7-200 SMART EM AE08 | 当日发货 | a08ad51666d1d0a2.jpg.avif | ✅ 存在
西门子 SIMATIC S7-200 SMART 中央控制器 ST20 6ES72881ST200AA1 | Siemens SIMATIC S7-200 SMART central controller ST20 6ES72881ST200AA1 | 6es72881st200aa1 | 6ES72881ST200AA1 | 次日发货 | a14b9411894594c7.jpg.avif | ✅ 存在
西门子 可编程控制器 ET200SP,开关量输入；SIMATIC ET 200SP | Siemens programmable controller ET200SP, switch input; SIMATIC ET 200SP | 6es71316bh010ba0 | SIMATIC ET 200SP | 次日发货 | 2778f3edfe791142.jpg.avif | ✅ 存在
西门子 3RQ0系列 插拔针式继电器附件 底座 经济型 带手指保护 螺钉端子 2CO 10A；3RQ00821AB01 | Siemens 3RQ0 series plug-in pin relay accessories base economical with finger protection screw terminal 2CO 10A; 3RQ00821AB01 | 3rq00821ab01 | 3RQ00821AB01 |  | 7242f7a26fa83f32.jpg.avif | ✅ 存在
西门子 SIMATIC S7-200 SMART 中央控制器 SR30 6ES72881SR300AA1 | Siemens SIMATIC S7-200 SMART central controller SR30 6ES72881SR300AA1 | 6es72881sr300aa1 | 6ES72881SR300AA1 | 次日发货 | 2b922ba369ae347e.jpg.avif | ✅ 存在
西门子 ET-5SY国产 电子式剩余电流保护断路器 20A 1P+N C 6kA 30mA AC；5SU9 AC 30mA 1P+N C20 6KA | Siemens ET-5SY domestic electronic residual current protection circuit breaker 20A 1P+N C 6kA 30mA AC; 5SU9 AC 30mA 1P+N C20 6KA | 5su93561kk20 | 5SU9 AC 30mA 1P+N C20 6KA | 当日发货 | 20336d7aeaef6735.jpg.avif | ✅ 存在
西门子 SIMATIC S7-200 SMART 中央控制器 ST30， 标准 CPU 6ES72881ST300AA1 | Siemens SIMATIC S7-200 SMART central controller ST30, standard CPU 6ES72881ST300AA1 | 6es72881st300aa1 | 6ES72881ST300AA1 | 次日发货 | 2a220c0f65351d45.jpg.avif | ✅ 存在
西门子 可编程控制器通信信号板；6ES72885CM010AA0 | Siemens programmable controller communication signal board; 6ES72885CM010AA0 | 6es72885cm010aa0 | 6ES72885CM010AA0 | 当日发货 | cc9bff8f021ce3dd.jpg.avif | ✅ 存在
西门子 ET-5SY国产 辅助电流开关,1NO+1NC；5ST30100CC | Siemens ET-5SY domestic auxiliary current switch, 1NO+1NC; 5ST30100CC | 5st30100cc | 5ST30100CC | 当日发货 | d2d92ee63664d14c.jpg.avif | ✅ 存在
西门子 模拟量输出模块,4输出；S7-200 SMART EM AQ04 | Siemens analog output module, 4 outputs; S7-200 SMART EM AQ04 | 6es72883aq040aa0 | S7-200 SMART EM AQ04 | 当日发货 | cdfef0bd375a22f9.jpg.avif | ✅ 存在
西门子 基座单元（用于IO模块）；6ES71936BP000DA0 | Siemens base unit (for IO modules); 6ES71936BP000DA0 | 6es71936bp000da0 | 6ES71936BP000DA0 | 次日发货 | f7a309bf78f63a43.jpg.avif | ✅ 存在
西门子 IE FC RJ45 PLUG 180 2×2；6GK19011BB102AA0 | Siemens IE FC RJ45 PLUG 180 2×2; 6GK19011BB102AA0 | 6gk19011bb102aa0 | 6GK19011BB102AA0 | 次日发货 | dde56ac14fa703d3.jpg.avif | ✅ 存在
西门子 可编程控制器模拟量输入/输出模块；6ES72883AM060AA0 | Siemens programmable controller analog input/output module; 6ES72883AM060AA0 | 6es72883am060aa0 | 6ES72883AM060AA0 | 当日发货 | 0d36a3444cc1ec20.jpg.avif | ✅ 存在
西门子 3RQ0系列 插拔针式继电器 通用款 DC24V 2CO 5A 带机械指示和LED | Siemens 3RQ0 series plug-in pin relay universal type DC24V 2CO 5A with mechanical indication and LED | 3rq00120db40 | 3RQ00120DB40 | 当日发货 | 49656a0e3cb8498c.jpg.avif | ✅ 存在
西门子 接触器220VAC50/60HZ 11kW 400V辅助触点1个常开触点 1个常闭触点,3极规格S0螺丝端子；3RT60261AN20 | Siemens contactor 220VAC50/60HZ 11kW 400V auxiliary contact 1 normally open contact 1 normally closed contact, 3-pole specification S0 screw terminal; 3RT60261AN20 | 3rt60261an20 | 3RT60261AN20 | 当日发货 | c069e384280dd0e5.jpg.avif | ✅ 存在
西门子 接触器220VAC50/60HZ 5.5kW 400V辅助触点1个常开触点 1个常闭触点,3极规格S0螺丝端子；3RT60241AN20 | Siemens contactor 220VAC50/60HZ 5.5kW 400V auxiliary contact 1 normally open contact 1 normally closed contact, 3-pole specification S0 screw terminal; 3RT60241AN20 | 3rt60241an20 | 3RT60241AN20 | 当日发货 | 71b5ec8b75c25802.jpg.avif | ✅ 存在
西门子 3RQ0系列 插拔针式继电器附件 底座 经济型 带手指保护 螺钉端子 1CO 16A；3RQ00811AB04 | Siemens 3RQ0 series plug-in pin relay accessories base economical with finger protection screw terminal 1CO 16A; 3RQ00811AB04 | 3rq00811ab04 | 3RQ00811AB04 |  | 186a985c12a581e4.jpg.avif | ✅ 存在
西门子 ET-5SY国产 微型断路器 16A 1P C 6kA；5SY6 1P C16 | Siemens ET-5SY domestic miniature circuit breaker 16A 1P C 6kA; 5SY6 1P C16 | 5sy61167cc | 5SY6 1P C16 | 当日发货 | 88bc2c5f573b67d1.jpg.avif | ✅ 存在
西门子 中央处理单元（CPU）；6ES72141AG400XB0 | Siemens central processing unit (CPU); 6ES72141AG400XB0 | 6es72141ag400xb0 | 6ES72141AG400XB0 | 次日发货 | 3d01584dfabfb301.jpg.avif | ✅ 存在
西门子 3RQ0系列 插拔针式继电器 纤薄款 DC24V 1CO 12A 带机械指示、LED和测试拨杆；3RQ00610DB42 | Siemens 3RQ0 series plug-in pin type relay slim model DC24V 1CO 12A with mechanical indication, LED and test lever; 3RQ00610DB42 | 3rq00610db42 | 3RQ00610DB42 | 次日发货 | 78427a28ef715b93.jpg.avif | ✅ 存在
西门子 接触器AC50HZ,220V 9A 4kW 辅助触点：2个常开触点+2个常闭触点,规格0螺纹连接；3TB40220XM0 | Siemens contactor AC50HZ, 220V 9A 4kW auxiliary contacts: 2 normally open contacts + 2 normally closed contacts, specification 0 threaded connection; 3TB40220XM0 | 3tb40220xm0 | 3TB40220XM0 | 当日发货 | af5cdfee25793881.jpg.avif | ✅ 存在
西门子 ET-5SY国产 微型断路器 6A 1P C 6kA；5SY6 1P C6 | Siemens ET-5SY domestic miniature circuit breaker 6A 1P C 6kA; 5SY6 1P C6 | 5sy61067cc | 5SY6 1P C6 | 当日发货 | 88bc2c5f573b67d1.jpg.avif | ❌ 不存在
西门子 ET-5SY国产 微型断路器 10A 2P C 6kA；5SY6 2P C10 | Siemens ET-5SY domestic miniature circuit breaker 10A 2P C 6kA; 5SY6 2P C10 | 5sy62107cc | 5SY6 2P C10 | 当日发货 | 4096a493cd77374d.jpg.avif | ✅ 存在
西门子 接触器AC50HZ,220V 9A 4kW 辅助触点：无,规格0；3TS30000XM0 | Siemens contactor AC50HZ, 220V 9A 4kW auxiliary contact: none, specification 0; 3TS30000XM0 | 3ts30000xm0 | 3TS30000XM0 | 当日发货 | b7cd49e243ad44b3.jpg.avif | ✅ 存在
西门子 接触器220VAC50/60HZ 4kW 400V辅助触点1个常开触点+1个常闭触点,3极规格S0螺丝端子；3RT60231AN20 | Siemens contactor 220VAC50/60HZ 4kW 400V auxiliary contact 1 normally open contact + 1 normally closed contact, 3-pole specification S0 screw terminal; 3RT60231AN20 | 3rt60231an20 | 3RT60231AN20 | 当日发货 | 3ca0abb781bee31a.jpg.avif | ✅ 存在
西门子 AUX.开关组,2NO+2NC调节路径：1NC,1NC,1NO,1NO,用于电机接触器和接触器继电器,尺寸S00和S0,螺钉终端；3RH69111HA22 | Siemens AUX. switch set, 2NO+2NC adjustment paths: 1NC, 1NC, 1NO, 1NO, for motor contactors and contactor relays, sizes S00 and S0, screw terminals; 3RH69111HA22 | 3rh69111ha22 | 3RH69111HA22 |  | 3042dff458c8e6d3.jpg.avif | ✅ 存在
西门子 接触器AC50HZ,220V 25A 11kW 辅助触点：无,规格1；3TS33000XM0 | Siemens contactor AC50HZ, 220V 25A 11kW auxiliary contact: none, specification 1; 3TS33000XM0 | 3ts33000xm0 | 3TS33000XM0 | 当日发货 | 96eaf224045bb7ee.jpg.avif | ✅ 存在
西门子 模拟量输入/输出模块,2输入/1输出；S7-200 SMART EM AM03 | Siemens analog input/output module, 2 inputs/1 output; S7-200 SMART EM AM03 | 6es72883am030aa0 | S7-200 SMART EM AM03 | 当日发货 | c6c43cd7c0321e24.jpg.avif | ✅ 存在
西门子 ET-5SY国产 直流型 微型断路器 6A 2P C 10kA；5SY5 DC 2P C6 | Siemens ET-5SY domestic DC type miniature circuit breaker 6A 2P C 10kA; 5SY5 DC 2P C6 | 5sy52067cc | 5SY5 DC 2P C6 | 当日发货 | 528e2f54f9ea2f98.jpg.avif | ✅ 存在
西门子 中央控制器 SIMATIC S7-200 SMART，CPU SR40；6ES72881SR400AA1 | Siemens central controller SIMATIC S7-200 SMART, CPU SR40; 6ES72881SR400AA1 | 6es72881sr400aa1 | 6ES72881SR400AA1 | 次日发货 | 86dd6437ca69b632.jpg.avif | ✅ 存在
西门子 可编程控制器 ET200SP,开关量输出,120个/箱；6ES71326BH010BA0 | Siemens programmable controller ET200SP, switching output, 120 pieces/box; 6ES71326BH010BA0 | 6es71326bh010ba0 | 6ES71326BH010BA0 | 次日发货 | 6dbae425bb3dd21a.jpg.avif | ✅ 存在
西门子 CPU ST60上DC/DC/DC 机载 I/O 36 个 24V DC DC 20.4 - 28.8V DC 程序存储器/数据存储器 50 KB | DC/DC/DC onboard I/O on Siemens CPU ST60 36 24V DC DC 20.4 - 28.8V DC program memory/data memory 50 KB | 6es72881st600aa1 | 6ES72881ST600AA1 | 次日发货 | 7bb4101fe48dad75.jpg.avif | ✅ 存在
西门子 装配台,4芯,2NO+2NCDINEN50005,；3RH59211FA22 | Siemens assembly table, 4 cores, 2NO+2NCDINEN50005,; 3RH59211FA22 | 3rh59211fa22 | 3RH59211FA22 |  | af6e67cbda390cce.jpg.avif | ✅ 存在
西门子 接触器AC50HZ,220V 9A 4kW 辅助触点：1个常开触点,规格0；3TS30100XM0 | Siemens contactor AC50HZ, 220V 9A 4kW auxiliary contact: 1 normally open contact, specification 0; 3TS30100XM0 | 3ts30100xm0 | 3TS30100XM0 | 当日发货 | b6818154a1db71fd.jpg.avif | ✅ 存在
西门子 3RQ0系列 插拔针式继电器附件 底座 经济型 带手指保护 螺钉端子 2CO 10A；3RQ00821AB04 | Siemens 3RQ0 series plug-in pin relay accessories base economical with finger protection screw terminal 2CO 10A; 3RQ00821AB04 | 3rq00821ab04 | 3RQ00821AB04 |  | 7e68fb6cb32b3174.jpg.avif | ✅ 存在
西门子 ET-5SN国产 微型断路器 6A 2P C 6kA；5SN6 2P C6 | Siemens ET-5SN domestic miniature circuit breaker 6A 2P C 6kA; 5SN6 2P C6 | 5sn62067cn | 5SN6 2P C6 | 当日发货 | c4a918d5190dc30c.jpg.avif | ✅ 存在
西门子 数字量输入模块,16×24VDC输入；S7-200 SMART EM DE16 | Siemens digital input module, 16×24VDC input; S7-200 SMART EM DE16 | 6es72882de160aa0 | S7-200 SMART EM DE16 | 次日发货 | eb9ff5a4fda2e78e.jpg.avif | ✅ 存在
西门子 3RT7系列 接触器 AC-3 18A/75kW 400V 辅助触点:1NO+1NC AC220V 50/60Hz S0规格 | Siemens 3RT7 series contactor AC-3 18A/75kW 400V auxiliary contact: 1NO+1NC AC220V 50/60Hz S0 specifications | 3rt70251an25 | 3RT70251AN25 | 次日发货 | 2d3eef68ec461d34.jpg.avif | ✅ 存在
西门子 SIMATIC S7-200 SMART 中央控制器 ST40 6ES72881ST400AA1 | Siemens SIMATIC S7-200 SMART central controller ST40 6ES72881ST400AA1 | 6es72881st400aa1 | 6ES72881ST400AA1 | 次日发货 | 252f11e9fe9c7195.jpg.avif | ✅ 存在
西门子 接触器继电器AC50HZ,220V辅助触点：4个常闭触点,规格0,螺纹连接；3TH82440XM0 | Siemens contactor relay AC50HZ, 220V auxiliary contacts: 4 normally closed contacts, specification 0, threaded connection; 3TH82440XM0 | 3th82440xm0 | 3TH82440XM0 | 当日发货 | 8c76c7ebdbcc35cd.jpg.avif | ✅ 存在
西门子 可编程控制器数字量输入/输出模块；6ES72882DR320AA0 | Siemens programmable controller digital input/output module; 6ES72882DR320AA0 | 6es72882dr320aa0 | 6ES72882DR320AA0 | 当日发货 | 43a73a0d40f21da7.jpg.avif | ✅ 存在
西门子 接触器220VAC50/60HZ 7.5kW 400V辅助触点1个常开触点+1个常闭触点,3极规格S0螺丝端子；3RT60251AN20 | Siemens contactor 220VAC50/60HZ 7.5kW 400V auxiliary contact 1 normally open contact + 1 normally closed contact, 3-pole specification S0 screw terminal; 3RT60251AN20 | 3rt60251an20 | 3RT60251AN20 | 当日发货 | 88dfb6896bf6cbe7.jpg.avif | ✅ 存在
西门子 3RQ0系列 插拔针式继电器 纤薄款 DC24V 2CO 8A 带LED；3RQ00620BB40 | Siemens 3RQ0 series plug-in pin relay slim model DC24V 2CO 8A with LED; 3RQ00620BB40 | 3rq00620bb40 | 3RQ00620BB40 | 当日发货 | ab5cbfea67601c73.jpg.avif | ✅ 存在
西门子 ET-5SN国产 微型断路器 10A 1P C 6kA；5SN6 1PC10 | Siemens ET-5SN domestic miniature circuit breaker 10A 1P C 6kA; 5SN6 1PC10 | 5sn61107cn | 5SN6 1PC10 | 当日发货 | db85307fc7d36375.jpg.avif | ✅ 存在
西门子 ET-5SY国产 微型断路器 1A 1P C 6kA；5SY6 1P C1 | Siemens ET-5SY domestic miniature circuit breaker 1A 1P C 6kA; 5SY6 1P C1 | 5sy61017cc | 5SY6 1P C1 | 当日发货 | 88bc2c5f573b67d1.jpg.avif | ❌ 不存在
西门子 接触器AC50HZ,220V 22A 11kW 辅助触点：2个常开触点+2个常闭触点,规格1螺纹连接；3TB43220XM0 | Siemens contactor AC50HZ, 220V 22A 11kW auxiliary contacts: 2 normally open contacts + 2 normally closed contacts, specification 1 threaded connection; 3TB43220XM0 | 3tb43220xm0 | 3TB43220XM0 | 当日发货 | 169e950acb49c0b6.jpg.avif | ✅ 存在
西门子 ET-5SY国产 直流型 微型断路器 3A 2P C 10kA；5SY5 DC 2P C3 | Siemens ET-5SY domestic DC type miniature circuit breaker 3A 2P C 10kA; 5SY5 DC 2P C3 | 5sy52037cc | 5SY5 DC 2P C3 | 当日发货 | c3bf6f3b86b4b63f.jpg.avif | ✅ 存在
西门子 S7-1200,数字量I/OSM1223,16DI/16DO,16DI24VDC,灌电流/拉电流,16DO,继电器2A；6ES72231PL320XB0 | Siemens S7-1200, digital I/OSM1223, 16DI/16DO, 16DI24VDC, current sink/source, 16DO, relay 2A; 6ES72231PL320XB0 | 6es72231pl320xb0 | 6ES72231PL320XB0 | 次日发货 | 598e859b5c205f4f.jpg.avif | ✅ 存在
西门子 可编程控制器数字量输出模块；6ES72882DR080AA0 | Siemens programmable controller digital output module; 6ES72882DR080AA0 | 6es72882dr080aa0 | 6ES72882DR080AA0 | 当日发货 | 242cc4cef7778984.jpg.avif | ✅ 存在
西门子 ET-5SY国产 微型断路器 16A 2P C 6kA；5SY6 2P C16 | Siemens ET-5SY domestic miniature circuit breaker 16A 2P C 6kA; 5SY6 2P C16 | 5sy62167cc | 5SY6 2P C16 | 当日发货 | f143226c9501c0eb.jpg.avif | ✅ 存在
西门子 ET-5SN国产 微型断路器 10A 2P C 6kA；5SN62PC10 | Siemens ET-5SN domestic miniature circuit breaker 10A 2P C 6kA; 5SN62PC10 | 5sn62107cn | 5SN62PC10 | 当日发货 | 27b3c66cd77910b3.jpg.avif | ✅ 存在
西门子 ET-5SY国产 直流型 微型断路器 10A 2P C 10kA；5SY5 DC 2P C10 | Siemens ET-5SY domestic DC type miniature circuit breaker 10A 2P C 10kA; 5SY5 DC 2P C10 | 5sy52107cc | 5SY5 DC 2P C10 | 当日发货 | c3bf6f3b86b4b63f.jpg.avif | ❌ 不存在
西门子 电磁式剩余电流保护断路器 16A 1P+N C 6kA 30mA AC；5SU1 电磁式 AC 30mA 1P+N C16 6KA | Siemens electromagnetic residual current protection circuit breaker 16A 1P+N C 6kA 30mA AC; 5SU1 electromagnetic AC 30mA 1P+N C16 6KA | 5su13561kk16 | 5SU1 电磁式 AC 30mA 1P+N C16 6KA | 当日发货 | fe1d99c0d93babd5.jpg.avif | ✅ 存在
西门子 接触器DC24V 18.5kW 400V辅助触点1个常开触点+1个常闭触点,3极规格S0螺丝端子；3RT60281BB40 | Siemens contactor DC24V 18.5kW 400V auxiliary contact 1 normally open contact + 1 normally closed contact, 3-pole specification S0 screw terminal; 3RT60281BB40 | 3rt60281bb40 | 3RT60281BB40 | 当日发货 | f69c2cad1d1191ac.jpg.avif | ✅ 存在
西门子 ET-5SY国产 直流型 微型断路器 4A 2P C 10kA；5SY5 DC 2P C4 | Siemens ET-5SY domestic DC type miniature circuit breaker 4A 2P C 10kA; 5SY5 DC 2P C4 | 5sy52047cc | 5SY5 DC 2P C4 | 次日发货 | 7c6076ae66504baa.jpg.avif | ✅ 存在
西门子 3RQ0系列 插拔针式继电器附件 底座 分离型 带手指保护 螺钉端子 4CO 10A；3RQ00841AD02 | Siemens 3RQ0 series plug-in pin relay accessories base separate type with finger protection screw terminal 4CO 10A; 3RQ00841AD02 | 3rq00841ad02 | 3RQ00841AD02 |  | 634aa9f822fcb9bd.jpg.avif | ✅ 存在
西门子 电涌抑制器,24-48VAC,DC24...70V,RC离合器,用于电机接触器和接触器继电器尺寸S00；3RT69161CB00 | Siemens surge suppressor, 24-48VAC, DC24...70V, RC clutch, for motor contactors and contactor relay size S00; 3RT69161CB00 | 3rt69161cb00 | 3RT69161CB00 |  | 909bc85d7012b120.jpg.avif | ✅ 存在
西门子 全套装置组合22mm金属光泽圆形照明按钮瞬时带扁平按钮带支架带集成LED,24VAC/DC螺丝端子,1个常开触点白色；3SB66D3W10 | Siemens complete device combination 22mm metallic gloss round illuminated button momentary with flat button with bracket with integrated LED, 24VAC/DC screw terminal, 1 normally open contact white; 3SB66D3W10 | 3sb61630db601ba0 | 3SB66D3W10 | 次日发货 | bfbcf2c54fe0ed2d.jpg.avif | ✅ 存在
西门子 过载继电器1.4...2.0A规格S00,等级10,独立安装,主电路：螺丝端子,辅助电路：螺丝端子；3RU61161BB1 | Siemens overload relay 1.4...2.0A specification S00, level 10, independent installation, main circuit: screw terminal, auxiliary circuit: screw terminal; 3RU61161BB1 | 3ru61161bb1 | 3RU61161BB1 | 次日发货 | a4057fb95a2ec872.jpg.avif | ✅ 存在
西门子 端子盖板,3极,适用于25A和32A,附件用于主开关和急停开关3LD2；3LD9221-0A | Siemens terminal cover, 3-pole, for 25A and 32A, accessories for main switch and emergency stop switch 3LD2; 3LD9221-0A | 3ld92210a | 3LD9221-0A |  | 12c1ff7c2f6d8945.jpg.avif | ✅ 存在
西门子 过载继电器2.8...4.0A规格S00,等级10,安装至接触器,主电路：螺丝端子,辅助电路：螺丝端子；3RU61161EB0 | Siemens overload relay 2.8...4.0A specification S00, class 10, mounted to contactor, main circuit: screw terminals, auxiliary circuit: screw terminals; 3RU61161EB0 | 3ru61161eb0 | 3RU61161EB0 | 次日发货 | 9314c31d2a8ff54e.jpg.avif | ✅ 存在
西门子 ET-5SY国产 微型断路器 50A 2P C 6kA；5SY6 2P C50 | Siemens ET-5SY domestic miniature circuit breaker 50A 2P C 6kA; 5SY6 2P C50 | 5sy62507cc | 5SY6 2P C50 | 次日发货 | f143226c9501c0eb.jpg.avif | ❌ 不存在
西门子 基座单元（用于IO模块）；6ES71936BP000DA1 | Siemens base unit (for IO modules); 6ES71936BP000DA1 | 6es71936bp000da1 | 6ES71936BP000DA1 | 次日发货 | 37a2fee3f1a8cce2.jpg.avif | ✅ 存在
西门子 全套装置组合22mm金属光泽圆形照明按钮瞬时带扁平按钮带支架带集成LED,24VAC/DC螺丝端子,1个常开触点黄色；3SB66D3Y10 | Siemens complete device combination 22mm metallic gloss round illuminated button momentary with flat button with bracket with integrated LED, 24VAC/DC screw terminal, 1 normally open contact yellow; 3SB66D3Y10 | 3sb61630db301ba0 | 3SB66D3Y10 | 次日发货 | bfbcf2c54fe0ed2d.jpg.avif | ❌ 不存在
西门子 接触器110VAC50/60HZ 30kW 400V,3极规格S3螺丝端子；3RT50441AG20 | Siemens contactor 110VAC50/60HZ 30kW 400V, 3-pole specification S3 screw terminal; 3RT50441AG20 | 3rt50441ag20 | 3RT50441AG20 | 当日发货 | d939ae3bc19ebc22.jpg.avif | ✅ 存在
西门子 接触器110VAC50/60HZ 7.5kW 400V辅助触点1个常开触点+1个常闭触点,3极规格S0螺丝端子；3RT60251AG20 | Siemens contactor 110VAC50/60HZ 7.5kW 400V auxiliary contact 1 normally open contact + 1 normally closed contact, 3-pole specification S0 screw terminal; 3RT60251AG20 | 3rt60251ag20 | 3RT60251AG20 | 次日发货 | e309dc9daea713be.jpg.avif | ✅ 存在
西门子 SITOR熔断片,含开槽的刀形触头,NH1,输入：400A,aR,UnAC：1000V,前端标示警报器；3NE NH1 400A 1000V AC aR 开槽刀形触刀 | Siemens SITOR fuse link, with slotted blade contact, NH1, input: 400A, aR, UnAC: 1000V, front-end marked alarm; 3NE NH1 400A 1000V AC aR slotted blade contact | 3ne32320b | 3NE NH1 400A 1000V AC aR 开槽刀形触刀 | 3日发货 | af8d563f40946d7f.jpg.avif | ✅ 存在
西门子 接触器230VAC50/60HZ 3kW 400V辅助触点：1个常开触点,3极规格S00螺丝端子；3RT60151AP01 | Siemens contactor 230VAC50/60HZ 3kW 400V auxiliary contact: 1 normally open contact, 3-pole specification S00 screw terminal; 3RT60151AP01 | 3rt60151ap01 | 3RT60151AP01 | 次日发货 | 575292528f33caee.jpg.avif | ✅ 存在
西门子 SINAMICS V90 200V驱动器；6SL3210-5FB10-8UF0 | Siemens SINAMICS V90 200V driver; 6SL3210-5FB10-8UF0 | 6sl32105fb108uf0 | 6SL3210-5FB10-8UF0 | 次日发货 | b85659f144c6e86b.jpg.avif | ✅ 存在
西门子 ET-5SY国产 微型断路器 10A 4P D 6kA；5SY6 4P D10 | Siemens ET-5SY domestic miniature circuit breaker 10A 4P D 6kA; 5SY6 4P D10 | 5sy64108cc | 5SY6 4P D10 | 次日发货 | ca82f5bc01bb6122.jpg.avif | ✅ 存在
西门子 SITOR熔断片,含测量触点,NH000,输入：63A,gS,UnAC：690V,Un直流：250V,前端标示警报器；3NE NH000 63A 690V AC gS | Siemens SITOR fuse, including measuring contact, NH000, input: 63A, gS, UnAC: 690V, Un DC: 250V, front-end marked alarm; 3NE NH000 63A 690V AC gS | 3ne18180 | 3NE NH000 63A 690V AC gS | 次日发货 | a674074574baa6af.jpg.avif | ✅ 存在
西门子 塑壳断路器 极数3P 额定电流630A 额定极限分断能力35kA 脱扣器类型TMF；3VT630 N630 TMF F/3P | Siemens molded case circuit breaker, pole number 3P, rated current 630A, rated ultimate breaking capacity 35kA, release type TMF; 3VT630 N630 TMF F/3P | 3vt85631aa030aa0 | 3VT630 N630 TMF F/3P | 次日发货 | a3b8f4a0d90ecdf5.jpg.avif | ✅ 存在
西门子 接触器110VAC50/60HZ 5.5kW 400V辅助触点：1个常闭触点,3极规格S00螺丝端子；3RT60171AF02 | Siemens contactor 110VAC50/60HZ 5.5kW 400V auxiliary contact: 1 normally closed contact, 3-pole specification S00 screw terminal; 3RT60171AF02 | 3rt60171af02 | 3RT60171AF02 | 次日发货 | 575292528f33caee.jpg.avif | ❌ 不存在
西门子 接触器DC24V 18.5kW 400V辅助触点1个常开触点+1个常闭触点,3极规格S0螺丝端子；3RT60281BB40 | Siemens contactor DC24V 18.5kW 400V auxiliary contact 1 normally open contact + 1 normally closed contact, 3-pole specification S0 screw terminal; 3RT60281BB40 | 3rt60281bb40 | 3RT60281BB40 | 当日发货 | f69c2cad1d1191ac.jpg.avif | ✅ 存在
西门子 ET-5SY国产 直流型 微型断路器 4A 2P C 10kA；5SY5 DC 2P C4 | Siemens ET-5SY domestic DC type miniature circuit breaker 4A 2P C 10kA; 5SY5 DC 2P C4 | 5sy52047cc | 5SY5 DC 2P C4 | 次日发货 | 7c6076ae66504baa.jpg.avif | ✅ 存在
西门子 3RQ0系列 插拔针式继电器附件 底座 分离型 带手指保护 螺钉端子 4CO 10A；3RQ00841AD02 | Siemens 3RQ0 series plug-in pin relay accessories base separate type with finger protection screw terminal 4CO 10A; 3RQ00841AD02 | 3rq00841ad02 | 3RQ00841AD02 |  | 634aa9f822fcb9bd.jpg.avif | ✅ 存在
西门子 电涌抑制器,24-48VAC,DC24...70V,RC离合器,用于电机接触器和接触器继电器尺寸S00；3RT69161CB00 | Siemens surge suppressor, 24-48VAC, DC24...70V, RC clutch, for motor contactors and contactor relay size S00; 3RT69161CB00 | 3rt69161cb00 | 3RT69161CB00 |  | 909bc85d7012b120.jpg.avif | ✅ 存在
西门子 全套装置组合22mm金属光泽圆形照明按钮瞬时带扁平按钮带支架带集成LED,24VAC/DC螺丝端子,1个常开触点白色；3SB66D3W10 | Siemens complete device combination 22mm metallic gloss round illuminated button momentary with flat button with bracket with integrated LED, 24VAC/DC screw terminal, 1 normally open contact white; 3SB66D3W10 | 3sb61630db601ba0 | 3SB66D3W10 | 次日发货 | bfbcf2c54fe0ed2d.jpg.avif | ✅ 存在
西门子 过载继电器1.4...2.0A规格S00,等级10,独立安装,主电路：螺丝端子,辅助电路：螺丝端子；3RU61161BB1 | Siemens overload relay 1.4...2.0A specification S00, level 10, independent installation, main circuit: screw terminal, auxiliary circuit: screw terminal; 3RU61161BB1 | 3ru61161bb1 | 3RU61161BB1 | 次日发货 | a4057fb95a2ec872.jpg.avif | ✅ 存在
西门子 端子盖板,3极,适用于25A和32A,附件用于主开关和急停开关3LD2；3LD9221-0A | Siemens terminal cover, 3-pole, for 25A and 32A, accessories for main switch and emergency stop switch 3LD2; 3LD9221-0A | 3ld92210a | 3LD9221-0A |  | 12c1ff7c2f6d8945.jpg.avif | ✅ 存在
西门子 过载继电器2.8...4.0A规格S00,等级10,安装至接触器,主电路：螺丝端子,辅助电路：螺丝端子；3RU61161EB0 | Siemens overload relay 2.8...4.0A specification S00, class 10, mounted to contactor, main circuit: screw terminals, auxiliary circuit: screw terminals; 3RU61161EB0 | 3ru61161eb0 | 3RU61161EB0 | 次日发货 | 9314c31d2a8ff54e.jpg.avif | ✅ 存在
西门子 ET-5SY国产 微型断路器 50A 2P C 6kA；5SY6 2P C50 | Siemens ET-5SY domestic miniature circuit breaker 50A 2P C 6kA; 5SY6 2P C50 | 5sy62507cc | 5SY6 2P C50 | 次日发货 | f143226c9501c0eb.jpg.avif | ❌ 不存在
西门子 基座单元（用于IO模块）；6ES71936BP000DA1 | Siemens base unit (for IO modules); 6ES71936BP000DA1 | 6es71936bp000da1 | 6ES71936BP000DA1 | 次日发货 | 37a2fee3f1a8cce2.jpg.avif | ✅ 存在
西门子 全套装置组合22mm金属光泽圆形照明按钮瞬时带扁平按钮带支架带集成LED,24VAC/DC螺丝端子,1个常开触点黄色；3SB66D3Y10 | Siemens complete device combination 22mm metallic gloss round illuminated button momentary with flat button with bracket with integrated LED, 24VAC/DC screw terminal, 1 normally open contact yellow; 3SB66D3Y10 | 3sb61630db301ba0 | 3SB66D3Y10 | 次日发货 | bfbcf2c54fe0ed2d.jpg.avif | ❌ 不存在
西门子 接触器110VAC50/60HZ 30kW 400V,3极规格S3螺丝端子；3RT50441AG20 | Siemens contactor 110VAC50/60HZ 30kW 400V, 3-pole specification S3 screw terminal; 3RT50441AG20 | 3rt50441ag20 | 3RT50441AG20 | 当日发货 | d939ae3bc19ebc22.jpg.avif | ✅ 存在
西门子 接触器110VAC50/60HZ 7.5kW 400V辅助触点1个常开触点+1个常闭触点,3极规格S0螺丝端子；3RT60251AG20 | Siemens contactor 110VAC50/60HZ 7.5kW 400V auxiliary contact 1 normally open contact + 1 normally closed contact, 3-pole specification S0 screw terminal; 3RT60251AG20 | 3rt60251ag20 | 3RT60251AG20 | 次日发货 | e309dc9daea713be.jpg.avif | ✅ 存在
西门子 SITOR熔断片,含开槽的刀形触头,NH1,输入：400A,aR,UnAC：1000V,前端标示警报器；3NE NH1 400A 1000V AC aR 开槽刀形触刀 | Siemens SITOR fuse link, with slotted blade contact, NH1, input: 400A, aR, UnAC: 1000V, front-end marked alarm; 3NE NH1 400A 1000V AC aR slotted blade contact | 3ne32320b | 3NE NH1 400A 1000V AC aR 开槽刀形触刀 | 3日发货 | af8d563f40946d7f.jpg.avif | ✅ 存在
西门子 接触器230VAC50/60HZ 3kW 400V辅助触点：1个常开触点,3极规格S00螺丝端子；3RT60151AP01 | Siemens contactor 230VAC50/60HZ 3kW 400V auxiliary contact: 1 normally open contact, 3-pole specification S00 screw terminal; 3RT60151AP01 | 3rt60151ap01 | 3RT60151AP01 | 次日发货 | 575292528f33caee.jpg.avif | ✅ 存在
西门子 SINAMICS V90 200V驱动器；6SL3210-5FB10-8UF0 | Siemens SINAMICS V90 200V driver; 6SL3210-5FB10-8UF0 | 6sl32105fb108uf0 | 6SL3210-5FB10-8UF0 | 次日发货 | b85659f144c6e86b.jpg.avif | ✅ 存在
西门子 ET-5SY国产 微型断路器 10A 4P D 6kA；5SY6 4P D10 | Siemens ET-5SY domestic miniature circuit breaker 10A 4P D 6kA; 5SY6 4P D10 | 5sy64108cc | 5SY6 4P D10 | 次日发货 | ca82f5bc01bb6122.jpg.avif | ✅ 存在
西门子 SITOR熔断片,含测量触点,NH000,输入：63A,gS,UnAC：690V,Un直流：250V,前端标示警报器；3NE NH000 63A 690V AC gS | Siemens SITOR fuse, including measuring contact, NH000, input: 63A, gS, UnAC: 690V, Un DC: 250V, front-end marked alarm; 3NE NH000 63A 690V AC gS | 3ne18180 | 3NE NH000 63A 690V AC gS | 次日发货 | a674074574baa6af.jpg.avif | ✅ 存在
西门子 塑壳断路器 极数3P 额定电流630A 额定极限分断能力35kA 脱扣器类型TMF；3VT630 N630 TMF F/3P | Siemens molded case circuit breaker, pole number 3P, rated current 630A, rated ultimate breaking capacity 35kA, release type TMF; 3VT630 N630 TMF F/3P | 3vt85631aa030aa0 | 3VT630 N630 TMF F/3P | 次日发货 | a3b8f4a0d90ecdf5.jpg.avif | ✅ 存在
西门子 接触器110VAC50/60HZ 5.5kW 400V辅助触点：1个常闭触点,3极规格S00螺丝端子；3RT60171AF02 | Siemens contactor 110VAC50/60HZ 5.5kW 400V auxiliary contact: 1 normally closed contact, 3-pole specification S00 screw terminal; 3RT60171AF02 | 3rt60171af02 | 3RT60171AF02 | 次日发货 | 575292528f33caee.jpg.avif | ❌ 不存在
西门子 触发的信号开关转换触点HQ型(7MM)配件用于：3VA1与3VA20至3VA25；TAS_HQ | Siemens Triggered signal switch change-over contact type HQ (7MM) accessories for: 3VA1 and 3VA20 to 3VA25; TAS_HQ | 3va99880ab12 | TAS_HQ | 次日发货 | 194ef9796d7890a9.jpg.avif | ✅ 存在
西门子 S7-1500,异型导轨160mm（大约6.3英寸）；包括接地螺栓,集成DIN导轨器；6ES75901AB600AA0 | Siemens S7-1500, special-shaped rail 160mm (approximately 6.3 inches); includes ground bolt, integrated DIN rail; 6ES75901AB600AA0 | 6es75901ab600aa0 | 6ES75901AB600AA0 |  | b046f5e52e0fd856.jpg.avif | ✅ 存在
西门子 过载继电器25...32A脱扣等级：10A规格1用于3TS33/34辅助触点：1个常开触点+1个常闭触点；3US55402N | Siemens overload relay 25...32A tripping class: 10A size 1 for 3TS33/34 auxiliary contacts: 1 normally open contact + 1 normally closed contact; 3US55402N | 3us55402n | 3US55402N | 次日发货 | 276360637f1b5ca8.jpg.avif | ✅ 存在
西门子 SITOR熔断片,含开槽的刀形触头,NH2,输入：900A,aR,UnAC：690V,前端标示警报器；3NE NH2 900A 690V AC aR开槽刀形触刀 | Siemens SITOR fuse link, with slotted blade contact, NH2, input: 900A, aR, UnAC: 690V, front-end marked alarm; 3NE NH2 900A 690V AC aR slotted blade contact | 3ne33408 | 3NE NH2 900A 690V AC aR开槽刀形触刀 | 3日发货 | a183ad02d575bd33.jpg.avif | ✅ 存在
西门子 全套装置组合22mm金属光泽圆形选择开关3个开关位置,V位置封锁无照明带支架,螺丝端子,2个常开触点黑色；3SB66X3ZK20 | Siemens complete device combination 22mm metallic luster round selector switch 3 switch positions, V position blocked without lighting with bracket, screw terminals, 2 normally open contacts black; 3SB66X3ZK20 | 3sb61602al101na0 | 3SB66X3ZK20 | 次日发货 | 58d3810cf6618682.jpg.avif | ✅ 存在
西门子 全套装置组合22mm金属光泽圆形钥匙操作按钮2个开关位置,V位置封锁在左侧位置移动带支架螺丝端子,1个常开触点；3SB66KZL10 | Siemens complete device combination 22mm metallic luster round key operation button 2 switch positions, V position blocked in left position movement with bracket screw terminal, 1 normally open contact; 3SB66KZL10 | 3sb61604aa011ba0 | 3SB66KZL10 | 当日发货 | c787e8d6c7d0ad8b.jpg.avif | ✅ 存在
西门子 过载继电器2.8...4.0A规格S0,等级10,安装至接触器,主电路：螺丝端子,辅助电路：螺丝端子；3RU61261EB0 | Siemens overload relay 2.8...4.0A specification S0, class 10, mounted to contactor, main circuit: screw terminals, auxiliary circuit: screw terminals; 3RU61261EB0 | 3ru61261eb0 | 3RU61261EB0 | 次日发货 | 5dd428c225b011e1.jpg.avif | ✅ 存在
西门子 触点模块带2个开关元件,2NC,螺栓型端子连接用于前面板安装；3SU14001AA101EA0 | Siemens contact module with 2 switching elements, 2NC, screw terminal connection for front panel mounting; 3SU14001AA101EA0 | 3su14001aa101ea0 | 3SU14001AA101EA0 | 次日发货 | 407d8dc1e48e4d02.jpg.avif | ✅ 存在
西门子 ET-5SY国产 微型断路器 2A 3P C 6kA；5SY6 3P C2 | Siemens ET-5SY domestic miniature circuit breaker 2A 3P C 6kA; 5SY6 3P C2 | 5sy63027cc | 5SY6 3P C2 | 当日发货 | a3f2a100bc8afcf3.jpg.avif | ✅ 存在
西门子 接触器AC50/60HZ220V 205A 110kW 辅助开关：2个常开触点+2个常闭触点,规格8螺纹连接；3TS53220XN2 | Siemens contactor AC50/60HZ220V 205A 110kW auxiliary switch: 2 normally open contacts + 2 normally closed contacts, specification 8 threaded connection; 3TS53220XN2 | 3ts53220xn2 | 3TS53220XN2 | 次日发货 | 9cf35da77349d213.jpg.avif | ✅ 存在
西门子 全套装置组合22mm金属光泽圆形照明按钮瞬时带扁平按钮带支架带集成LED,24VAC/DC螺丝端子,1个常开触点蓝色；3SB66D3B10 | Siemens complete device combination 22mm metallic gloss round illuminated push button momentary with flat push button with bracket with integrated LED, 24VAC/DC screw terminal, 1 normally open contact blue; 3SB66D3B10 | 3sb61630db501ba0 | 3SB66D3B10 | 次日发货 | bfbcf2c54fe0ed2d.jpg.avif | ❌ 不存在
西门子 接触器110VAC50/60HZ 37kW 400V,3极规格S3螺丝端子；3RT50451AG20 | Siemens contactor 110VAC50/60HZ 37kW 400V, 3-pole specification S3 screw terminal; 3RT50451AG20 | 3rt50451ag20 | 3RT50451AG20 | 次日发货 | e05ff1295a23f656.jpg.avif | ✅ 存在
西门子 指示灯,22mm,圆形,塑料,红色,透镜,平滑,带支架,带集成式LED,AC/DC24V,螺栓型端子连接；3SU11026AA201AA0 | Siemens indicator light, 22mm, round, plastic, red, lens, smooth, with bracket, with integrated LED, AC/DC24V, screw terminal connection; 3SU11026AA201AA0 | 3su11026aa201aa0 | 3SU11026AA201AA0 | 次日发货 | fd7119216b1ba5f6.jpg.avif | ✅ 存在
西门子 过载继电器20...25A规格S0,等级10,独立安装,主电路：螺丝端子,辅助电路：螺丝端子；3RU61264DB1 | Siemens overload relay 20...25A specification S0, level 10, independent installation, main circuit: screw terminal, auxiliary circuit: screw terminal; 3RU61264DB1 | 3ru61264db1 | 3RU61264DB1 | 次日发货 | f2da9dc809a4958f.jpg.avif | ✅ 存在
西门子 电磁式剩余电流保护断路器 6A 1P+N C 4.5kA 30mA AC；5SU1 电磁式 AC 30mA 1P+NC6 4.5KA | Siemens electromagnetic residual current protection circuit breaker 6A 1P+N C 4.5kA 30mA AC; 5SU1 electromagnetic AC 30mA 1P+NC6 4.5KA | 5su13531kk06 | 5SU1 电磁式 AC 30mA 1P+NC6 4.5KA | 次日发货 | a749804fad64e52a.jpg.avif | ✅ 存在
西门子 ET-5SY国产 微型断路器 4A 1P+N C 6kA；5SY6 1P+N C4 | Siemens ET-5SY domestic miniature circuit breaker 4A 1P+N C 6kA; 5SY6 1P+N C4 | 5sy65047cc | 5SY6 1P+N C4 | 次日发货 | 174ac19b64725ffe.jpg.avif | ✅ 存在
西门子 数字量输出模块；6ES75221BH100AA0 | Siemens digital output module; 6ES75221BH100AA0 | 6es75221bh100aa0 | 6ES75221BH100AA0 | 次日发货 | 7c4eea32e79ae0d0.jpg.avif | ✅ 存在
西门子 电源模块；6ES75050KA000AB0 | Siemens power module; 6ES75050KA000AB0 | 6es75050ka000ab0 | 6ES75050KA000AB0 | 次日发货 | 2a88e539b317c114.jpg.avif | ✅ 存在
西门子 G120控制单元CU240E-2PNE-型配备安全集成STOPROFINET6DI,3DO,2AI,2AO,最大1F-DIPTC/KTY接口USB和SD/MMC接口；6SL32440BB121FA0 | Siemens G120 control unit CU240E-2PNE-type equipped with safety integrated STOPROFINET 6DI, 3DO, 2AI, 2AO, maximum 1F-DIPTC/KTY interface USB and SD/MMC interface; 6SL32440BB121FA0 | 6sl32440bb121fa0 | 6SL32440BB121FA0 |  | 00dea3b294b68148.jpg.avif | ✅ 存在
西门子 基座单元（用于IO模块）；6ES71936BP000BA1 | Siemens base unit (for IO modules); 6ES71936BP000BA1 | 6es71936bp000ba1 | 6ES71936BP000BA1 | 次日发货 | 526b24b9a85ab8fc.jpg.avif | ✅ 存在
西门子 功率继电器,8.4A,4kW,4NO,24VDC,3极螺栓型端子连接；3TG10100BB4 | Siemens power relay, 8.4A, 4kW, 4NO, 24VDC, 3-pole screw terminal connection; 3TG10100BB4 | 3tg10100bb4 | 3TG10100BB4 | 次日发货 | 48a977217b8caa61.jpg.avif | ✅ 存在
西门子 塑壳断路器 极数3P 额定电流40A 额定极限分断能力25kA 脱扣器类型TMF；3VT63 N40 TMF F/3P | Siemens molded case circuit breaker, pole number 3P, rated current 40A, rated ultimate breaking capacity 25kA, tripper type TMF; 3VT63 N40 TMF F/3P | 3vt80401aa030aa0 | 3VT63 N40 TMF F/3P | 次日发货 | 45600f30800da0ba.jpg.avif | ✅ 存在
西门子 转换开关,22mm,圆形,金属,高光,白色,旋钮开关,短柄,3个开关位置,键控式,；3SU10522BM600AA0 | Siemens transfer switch, 22mm, round, metal, high gloss, white, rotary switch, short handle, 3 switch positions, keyed,; 3SU10522BM600AA0 | 3su10522bm600aa0 | 3SU10522BM600AA0 | 次日发货 | e7e1d98d66a2c9f1.jpg.avif | ✅ 存在
西门子 扩展模拟量输入模块；6ES72315QF320XB0 | Siemens extended analog input module; 6ES72315QF320XB0 | 6es72315qf320xb0 | 6ES72315QF320XB0 | 次日发货 | 0d0c9471c6a13693.jpg.avif | ✅ 存在
西门子 SIMATICDP,连接器针对PROFIBUS最多至12MBit/s带斜向电缆出线,15.8x54x39.5mm（宽x高x深）,终端电阻含隔离功能,带PG编程设备插座；6ES79720BB420XA0 | Siemens SIMATIC DP, connector for PROFIBUS up to 12MBit/s with diagonal cable outlet, 15.8x54x39.5mm (width x height x depth), terminal resistor with isolation function, with PG programming device socket; 6ES79720BB420XA0 | 6es79720bb420xa0 | 6ES79720BB420XA0 | 次日发货 | e81a0cfa6c5d075c.jpg.avif | ✅ 存在
西门子 ET-5SY国产 微型断路器 16A 1P C 10kA；5SY4 1P C16 | Siemens ET-5SY domestic miniature circuit breaker 16A 1P C 10kA; 5SY4 1P C16 | 5sy41167cc | 5SY4 1P C16 | 次日发货 | 3b187c765931e216.jpg.avif | ✅ 存在
西门子 SITOR-柱状保险丝,10x38mm,6A,aR,UnAC：600V,Un直流：700V,DC符合UL；3NC1006 | Siemens SITOR-cylindrical fuse, 10x38mm, 6A, aR, UnAC: 600V, Un DC: 700V, DC complies with UL; 3NC1006 | 3nc1006 | 3NC1006 | 次日发货 | 77e313e07afbfdcd.jpg.avif | ✅ 存在
西门子 微型断路器；5SL6 2P C16 | Siemens miniature circuit breaker; 5SL6 2P C16 | 5sl62167cc | 5SL6 2P C16 | 次日发货 | c75dfeb91fbbd77e.jpg.avif | ✅ 存在
西门子 ET-5SY国产 微型断路器 32A 3P C 10kA；5SY4 3P C32 | Siemens ET-5SY domestic miniature circuit breaker 32A 3P C 10kA; 5SY4 3P C32 | 5sy43327cc | 5SY4 3P C32 | 当日发货 | abfd80b68bab5b06.jpg.avif | ✅ 存在
西门子 3RQ0系列 插拔针式继电器 标准款 DC24V 4CO 5A 带机械指示、LED和测试拨杆；3RQ00540DB42 | Siemens 3RQ0 series plug-in pin relay standard DC24V 4CO 5A with mechanical indication, LED and test lever; 3RQ00540DB42 | 3rq00540db42 | 3RQ00540DB42 | 次日发货 | 63a56299ff77a38b.jpg.avif | ✅ 存在
西门子 接触器DC24V 5.5kW 400V辅助触点1个常开触点+1个常闭触点,3极规格S0螺丝端子；3RT60241BB40 | Siemens contactor DC24V 5.5kW 400V auxiliary contact 1 normally open contact + 1 normally closed contact, 3-pole specification S0 screw terminal; 3RT60241BB40 | 3rt60241bb40 | 3RT60241BB40 | 次日发货 | e309dc9daea713be.jpg.avif | ❌ 不存在
西门子 ET-5SY国产 微型断路器 32A 1P C 6kA；5SY6 1P C32 | Siemens ET-5SY domestic miniature circuit breaker 32A 1P C 6kA; 5SY6 1P C32 | 5sy61327cc | 5SY6 1P C32 | 当日发货 | 761cf46c6c77c280.jpg.avif | ✅ 存在
西门子 机械连接器侧面联锁装置用于接触器3RT202,3RT232由2个连接器和1个衔铁用于1个组合；3RA29222H | Siemens Mechanical connector side interlocking device for contactors 3RT202, 3RT232 consisting of 2 connectors and 1 armature for 1 combination; 3RA29222H | 3ra29222h | 3RA29222H |  | 47cb6f6f05fbf4d8.jpg.avif | ✅ 存在
西门子 ET-5SY国产 电子式剩余电流保护断路器 25A 1P+N C 6kA 30mA AC；5SU9 AC 30mA 1P+N C25 6KA | Siemens ET-5SY domestic electronic residual current protection circuit breaker 25A 1P+N C 6kA 30mA AC; 5SU9 AC 30mA 1P+N C25 6KA | 5su93561kk25 | 5SU9 AC 30mA 1P+N C25 6KA | 当日发货 | 215c8557fd805274.jpg.avif | ✅ 存在
西门子 过载继电器7.0...10A规格S0,等级10,安装至接触器,主电路：螺丝端子,辅助电路：螺丝端子；3RU61261JB0 | Siemens overload relay 7.0...10A specification S0, class 10, mounted to contactor, main circuit: screw terminal, auxiliary circuit: screw terminal; 3RU61261JB0 | 3ru61261jb0 | 3RU61261JB0 | 当日发货 | efa7783479d5c684.jpg.avif | ✅ 存在
西门子 位置开关塑料外壳敞开式30mm1NO/1NC速动触点金属冲杆,IP20；3SE52500CC05 | Siemens position switch plastic shell open type 30mm1NO/1NC quick-action contact metal punch, IP20; 3SE52500CC05 | 3se52500cc05 | 3SE52500CC05 | 次日发货 | 97f88e7080ad0808.jpg.avif | ✅ 存在
西门子 功率接触器,12A,5.5kW,1NO,24VDC,3极,尺寸S00螺栓型端子连接；3RT20171BB41 | Siemens power contactor, 12A, 5.5kW, 1NO, 24VDC, 3 pole, size S00 screw terminal connection; 3RT20171BB41 | 3rt20171bb41 | 3RT20171BB41 | 次日发货 | f0a7686ec812c0b0.jpg.avif | ✅ 存在
西门子 功率接触器,32A,15kW,1NO+1NC,24VDC,3极,尺寸S0螺栓型端子连接；3RT20271BB40 | Siemens power contactor, 32A, 15kW, 1NO+1NC, 24VDC, 3 pole, size S0 screw terminal connection; 3RT20271BB40 | 3rt20271bb40 | 3RT20271BB40 | 次日发货 | 3e415ca3ff983553.jpg.avif | ✅ 存在
西门子 接触器36VAC50HZ 15kW 400V辅助触点1个常开触点+1个常闭触点,3极规格S0螺丝端子；3RT60271AG00 | Siemens contactor 36VAC50HZ 15kW 400V auxiliary contact 1 normally open contact + 1 normally closed contact, 3-pole specification S0 screw terminal; 3RT60271AG00 | 3rt60271ag00 | 3RT60271AG00 | 当日发货 | be05db85a33d87f6.jpg.avif | ✅ 存在
西门子 过载继电器4.5...6.3A规格S00,等级10,独立安装,主电路：螺丝端子,辅助电路：螺丝端子；3RU61161GB1 | Siemens overload relay 4.5...6.3A specification S00, level 10, independent installation, main circuit: screw terminal, auxiliary circuit: screw terminal; 3RU61161GB1 | 3ru61161gb1 | 3RU61161GB1 | 当日发货 | 7bf2b97b93ab6f1a.jpg.avif | ✅ 存在
西门子 三相母线等分间隔45mm用于4个开关以叉形状连接；3RV19151CB | Siemens three-phase busbar equally spaced 45mm for 4 switches connected in a fork shape; 3RV19151CB | 3rv19151cb | 3RV19151CB | 当日发货 | 554f78e9925b9dbb.jpg.avif | ✅ 存在
西门子 分励脱扣器110-415VAC用于LS开关5SL4,5SY,5SP,FI/LS5SU1,FI5SV（对于5SU1来说,手柄连接器5ST3805-1是必要的）；5ST3030 | Siemens shunt tripper 110-415VAC is used for LS switches 5SL4, 5SY, 5SP, FI/LS5SU1, FI5SV (for 5SU1, handle connector 5ST3805-1 is necessary); 5ST3030 | 5st3030 | 5ST3030 | 当日发货 | 3c29bc3cff13b7e2.jpg.avif | ✅ 存在
西门子 三相母线等分间隔45mm用于2个开关以叉形状连接；3RV19151AB | Siemens three-phase busbar with equal intervals of 45mm for 2 switches connected in a fork shape; 3RV19151AB | 3rv19151ab | 3RV19151AB | 次日发货 | 027ccffa88ffa271.jpg.avif | ✅ 存在
西门子 辅助开关正面,2NO+2NC电流路径1NC,1NC,1NO,1NO用于3RH2和3RT2螺栓型端子连接；3RH29111HA22 | Siemens auxiliary switch front, 2NO+2NC current path 1NC, 1NC, 1NO, 1NO for 3RH2 and 3RT2 screw terminal connection; 3RH29111HA22 | 3rh29111ha22 | 3RH29111HA22 |  | b7243c58b401454c.jpg.avif | ✅ 存在
西门子 辅助开关横向1NO+1NC螺栓型端子连接用于断路器3RV2；3RV29011E | Siemens auxiliary switch horizontal 1NO+1NC screw terminal connection for circuit breaker 3RV2; 3RV29011E | 3rv29011e | 3RV29011E | 次日发货 | 41fdf2042890b5f0.jpg.avif | ✅ 存在
西门子 功率接触器,9A,4kW,1NC,24VDC,3极,尺寸S00笼卡式连接；3RT20162BB42 | Siemens power contactor, 9A, 4kW, 1NC, 24VDC, 3 pole, size S00 cage card connection; 3RT20162BB42 | 3rt20162bb42 | 3RT20162BB42 | 次日发货 | 29a974e37b075866.jpg.avif | ✅ 存在
西门子 过载继电器57...70A脱扣等级：10A规格4用于3TS47-50辅助触点：1个常开触点+1个常闭触点；3US58402V | Siemens overload relay 57...70A tripping class: 10A size 4 for 3TS47-50 auxiliary contacts: 1 normally open contact + 1 normally closed contact; 3US58402V | 3us58402v | 3US58402V | 次日发货 | 3d576545d1ca9d8a.jpg.avif | ✅ 存在
西门子 接触器110VAC50/60HZ 4kW 400V辅助触点：1个常开触点,3极规格S00螺丝端子；3RT60161AF01 | Siemens contactor 110VAC50/60HZ 4kW 400V auxiliary contact: 1 normally open contact, 3-pole specification S00 screw terminal; 3RT60161AF01 | 3rt60161af01 | 3RT60161AF01 | 当日发货 | 575292528f33caee.jpg.avif | ❌ 不存在
西门子 微型断路器；5SL6 1P C32 | Siemens miniature circuit breaker; 5SL6 1P C32 | 5sl61327cc | 5SL6 1P C32 | 次日发货 | 5331474b0b031368.jpg.avif | ✅ 存在
西门子 微型断路器；5SL6 1P C40 | Siemens miniature circuit breaker; 5SL6 1P C40 | 5sl61407cc | 5SL6 1P C40 | 次日发货 | b2852040629879df.jpg.avif | ✅ 存在
西门子 接触器110VAC50/60HZ 11kW 400V辅助触点1个常开触点+1个常闭触点,3极规格S0螺丝端子；3RT60261AG20 | Siemens contactor 110VAC50/60HZ 11kW 400V auxiliary contact 1 normally open contact + 1 normally closed contact, 3-pole specification S0 screw terminal; 3RT60261AG20 | 3rt60261ag20 | 3RT60261AG20 | 次日发货 | 5ebc63d3b103cfc7.jpg.avif | ✅ 存在
西门子 3RQ0系列 插拔针式继电器 标准款 DC24V 4CO 5A 带机械指示和测试拨杆；3RQ00540CB42 | Siemens 3RQ0 series plug-in pin relay standard DC24V 4CO 5A with mechanical indication and test lever; 3RQ00540CB42 | 3rq00540cb42 | 3RQ00540CB42 | 次日发货 | 63a56299ff77a38b.jpg.avif | ❌ 不存在
西门子 ET-5SY国产 微型断路器 4A 2P D 6kA；5SY6 2P D4 | Siemens ET-5SY domestic miniature circuit breaker 4A 2P D 6kA; 5SY6 2P D4 | 5sy62048cc | 5SY6 2P D4 | 次日发货 | c3bf6f3b86b4b63f.jpg.avif | ❌ 不存在
西门子 过载继电器23...28A规格S0,等级10,安装至接触器,主电路：螺丝端子,辅助电路：螺丝端子；3RU61264NB0 | Siemens overload relay 23...28A size S0, class 10, mounted to contactor, main circuit: screw terminals, auxiliary circuit: screw terminals; 3RU61264NB0 | 3ru61264nb0 | 3RU61264NB0 | 次日发货 | b62690b03507c6b9.jpg.avif | ✅ 存在
西门子 接触器380VAC50HZ 15kW 400V,3极模块S2,螺丝端子；3RT50341AQ00 | Siemens contactor 380VAC50HZ 15kW 400V, 3-pole module S2, screw terminal; 3RT50341AQ00 | 3rt50341aq00 | 3RT50341AQ00 | 次日发货 | 42dbc41a40c468c4.jpg.avif | ✅ 存在
西门子 电动机保护断路器22-32A用于电机保护带螺丝端子Icu：100kA,辅助触点：1个常开触点+1个常闭触点；3VS16401MP00 | Siemens motor protection circuit breaker 22-32A for motor protection with screw terminal Icu: 100kA, auxiliary contacts: 1 normally open contact + 1 normally closed contact; 3VS16401MP00 | 3vs16401mp00 | 3VS16401MP00 | 次日发货 | ae1c2852184b4add.jpg.avif | ✅ 存在
西门子 电动机保护断路器18-25A用于电机保护带螺丝端子Icu：6kA,辅助触点：1个常开触点+1个常闭触点；3VS13401MP00 | Siemens motor protection circuit breaker 18-25A for motor protection with screw terminal Icu: 6kA, auxiliary contacts: 1 normally open contact + 1 normally closed contact; 3VS13401MP00 | 3vs13401mp00 | 3VS13401MP00 | 次日发货 | ca06dfce29e570b1.jpg.avif | ✅ 存在
西门子 接触器110VAC50HZ 11kW 400V辅助触点1个常开触点+1个常闭触点,3极规格S0螺丝端子；3RT60261AF00 | Siemens contactor 110VAC50HZ 11kW 400V auxiliary contact 1 normally open contact + 1 normally closed contact, 3-pole specification S0 screw terminal; 3RT60261AF00 | 3rt60261af00 | 3RT60261AF00 | 次日发货 | be05db85a33d87f6.jpg.avif | ❌ 不存在
西门子 过载继电器9.0...12.5A规格S00,等级10,安装至接触器,主电路：螺丝端子,辅助电路：螺丝端子；3RU61161KB0 | Siemens overload relay 9.0...12.5A size S00, class 10, mounted to contactor, main circuit: screw terminals, auxiliary circuit: screw terminals; 3RU61161KB0 | 3ru61161kb0 | 3RU61161KB0 | 次日发货 | f7b85be364ffd570.jpg.avif | ✅ 存在
西门子 接触器DC220V 11kW 400V辅助触点1个常开触点+1个常闭触点,3极规格S0螺丝端子；3RT60261BM40 | Siemens contactor DC220V 11kW 400V auxiliary contact 1 normally open contact + 1 normally closed contact, 3-pole specification S0 screw terminal; 3RT60261BM40 | 3rt60261bm40 | 3RT60261BM40 | 次日发货 | be05db85a33d87f6.jpg.avif | ❌ 不存在
西门子 电动机保护断路器22-32A,A脱扣器22-32A,用于电机保护,等级10,短路,脱扣器416A,螺钉终端；3RV50314EA10 | Siemens Motor protection circuit breaker 22-32A, A release 22-32A, for motor protection, class 10, short circuit, release 416A, screw terminal; 3RV50314EA10 | 3rv50314ea10 | 3RV50314EA10 | 次日发货 | 906d6fe6c94d4413.jpg.avif | ✅ 存在
西门子 塑壳断路器 极数3P 额定电流400A 额定极限分断能力35kA 脱扣器类型TMF；3VT400 N400 TMF F/3P | Siemens molded case circuit breaker, pole number 3P, rated current 400A, rated ultimate breaking capacity 35kA, tripper type TMF; 3VT400 N400 TMF F/3P | 3vt84401aa030aa0 | 3VT400 N400 TMF F/3P | 次日发货 | fc626f1137ba9bca.jpg.avif | ✅ 存在
西门子 RONIS钥匙开关,22mm,金属,高光,锁闭编号SB30,附带2把钥匙,2个开关位置,锁定,拔出钥匙O+I；3SU10504BF110AA0 | Siemens RONIS key switch, 22mm, metal, high gloss, locking code SB30, comes with 2 keys, 2 switch positions, locking, pull-out key O+I; 3SU10504BF110AA0 | 3su10504bf110aa0 | 3SU10504BF110AA0 | 次日发货 | b50edf263329d3e6.jpg.avif | ✅ 存在
西门子 ET-5SY国产 微型断路器 63A 4P D 6kA；5SY6 4P D63 | Siemens ET-5SY domestic miniature circuit breaker 63A 4P D 6kA; 5SY6 4P D63 | 5sy64638cc | 5SY6 4P D63 | 次日发货 | 961b93b1d62e0ecd.jpg.avif | ✅ 存在
西门子 ET-5SY国产 微型断路器 16A 3P D 10kA；5SY4 3P D16 | Siemens ET-5SY domestic miniature circuit breaker 16A 3P D 10kA; 5SY4 3P D16 | 5sy43168cc | 5SY4 3P D16 | 次日发货 | b89de70effdd8709.jpg.avif | ✅ 存在
西门子 转换开关,22mm,圆形,金属,高光,白色,旋钮开关,短柄,2个开关位置O-I,锁定,；3SU10522BF600AA0 | Siemens transfer switch, 22mm, round, metal, high gloss, white, rotary switch, short handle, 2 switch positions O-I, locking,; 3SU10522BF600AA0 | 3su10522bf600aa0 | 3SU10522BF600AA0 | 次日发货 | 1fb3c70226a4c92a.jpg.avif | ✅ 存在
西门子 发光按钮,22mm,圆形,塑料,蓝色,按钮,扁平键控式；3SU10010AB500AA0 | Siemens illuminated button, 22mm, round, plastic, blue, button, flat keyed type; 3SU10010AB500AA0 | 3su10010ab500aa0 | 3SU10010AB500AA0 | 次日发货 | 1b8c444a1915a806.jpg.avif | ✅ 存在
西门子 电动机保护断路器45-63A,A脱扣器45-63A,用于电机保护,等级10,短路,脱扣器819A,螺钉终端；3RV50414JA10 | Siemens motor protection circuit breaker 45-63A, A release 45-63A, for motor protection, class 10, short circuit, release 819A, screw terminal; 3RV50414JA10 | 3rv50414ja10 | 3RV50414JA10 | 次日发货 | 7d9056ebebb4335b.jpg.avif | ✅ 存在
西门子 接触器继电器380VAC50HZ 11kW 400V辅助触点1个常开触点+1个常闭触点,3极规格S0螺丝端子；3RT60261AQ00 | Siemens contactor relay 380VAC50HZ 11kW 400V auxiliary contact 1 normally open contact + 1 normally closed contact, 3-pole specification S0 screw terminal; 3RT60261AQ00 | 3rt60261aq00 | 3RT60261AQ00 | 次日发货 | be05db85a33d87f6.jpg.avif | ❌ 不存在
西门子 SINAMICS V90 400V 伺服驱动器；6SL3210-5FE12-0UA0 | Siemens SINAMICS V90 400V servo drive; 6SL3210-5FE12-0UA0 | 6sl32105fe120ua0 | 6SL3210-5FE12-0UA0 | 次日发货 | 5eef0cbbb941aca2.jpg.avif | ✅ 存在
西门子 SINAMICS V20 1AC 220V变频器,无内置滤波器 0.55kW AC220-240V；6SL3210-5BB15-5UV1 | Siemens SINAMICS V20 1AC 220V inverter, no built-in filter 0.55kW AC220-240V; 6SL3210-5BB15-5UV1 | 6sl32105bb155uv1 | 6SL3210-5BB15-5UV1 | 次日发货 | 050ad1d9f84bd327.jpg.avif | ✅ 存在
西门子 数字量输入模块；6ES75211BH000AB0 | Siemens digital input module; 6ES75211BH000AB0 | 6es75211bh000ab0 | 6ES75211BH000AB0 | 次日发货 | fb4b955c451d95b4.jpg.avif | ✅ 存在
西门子 通信处理器CP1243-1用于将SIMATICS7-1200（作为附加以太网接口）,以及用于连接至调度台；6GK72431BX300XE0 | Siemens communication processor CP1243-1 is used to connect SIMATICS7-1200 (as an additional Ethernet interface) and to the dispatch console; 6GK72431BX300XE0 | 6gk72431bx300xe0 | 6GK72431BX300XE0 | 次日发货 | 1080d080d51406f2.jpg.avif | ✅ 存在
西门子 过载继电器70...90A规格S3,等级10,用于单独安装,主电路：螺纹连接,辅助电路：螺纹连接；3RU51464LB1 | Siemens overload relay 70...90A specification S3, level 10, for separate installation, main circuit: threaded connection, auxiliary circuit: threaded connection; 3RU51464LB1 | 3ru51464lb1 | 3RU51464LB1 | 次日发货 | 4d284045bb5c838d.jpg.avif | ✅ 存在
西门子 ET-5SY国产 微型断路器 4A 4P C 6kA；5SY6 4P C4 | Siemens ET-5SY domestic miniature circuit breaker 4A 4P C 6kA; 5SY6 4P C4 | 5sy64047cc | 5SY6 4P C4 | 次日发货 | fc2b9da41b2b6c99.jpg.avif | ✅ 存在
西门子 欠压脱扣器208-230VAC50/60HZ配件用于：3VA1与3VA20至3VA25；UVR_AC220 | Siemens undervoltage tripper 208-230VAC50/60HZ accessories are used for: 3VA1 and 3VA20 to 3VA25; UVR_AC220 | 3va99080bb25 | UVR_AC220 | 次日发货 | 940110ed9bf808fc.jpg.avif | ✅ 存在
西门子 塑壳断路器；3VC6 250 20KA TMF 250A 3P | Siemens molded case circuit breaker; 3VC6 250 20KA TMF 250A 3P | 3vc63253aa030aa0 | 3VC6325-3AA03-0AA0 | 次日发货 | ddea10b0c135e802.jpg.avif | ✅ 存在
西门子 指示灯,22mm,圆形,塑料,绿色,透镜,平滑,带支架,带集成式LED,AC/DC24V,弹簧型接口；3SU11026AA403AA0 | Siemens indicator light, 22mm, round, plastic, green, lens, smooth, with bracket, with integrated LED, AC/DC24V, spring-type interface; 3SU11026AA403AA0 | 3su11026aa403aa0 | 3SU11026AA403AA0 | 次日发货 | 3da9dd4dd057896b.jpg.avif | ✅ 存在
西门子 3RQ0系列 插拔针式继电器附件 底座 优化经济型 带手指保护 螺钉端子 2CO 12A；3RQ00821AB02 | Siemens 3RQ0 series plug-in pin relay accessories base optimized economical type with finger protection screw terminal 2CO 12A; 3RQ00821AB02 | 3rq00821ab02 | 3RQ00821AB02 |  | 63a56299ff77a38b.jpg.avif | ❌ 不存在
西门子 电涌抑制器,DC12...250V,二极管组合,用于电机接触器和接触器继电器尺寸S00；3RT69161EH00 | Siemens surge suppressor, DC12...250V, diode combination, for motor contactors and contactor relay size S00; 3RT69161EH00 | 3rt69161eh00 | 3RT69161EH00 |  | 4668adf1c2b006f8.jpg.avif | ✅ 存在
西门子 微型断路器 6A 2P C 6kA；5SL6 2P C6 | Siemens miniature circuit breaker 6A 2P C 6kA; 5SL6 2P C6 | 5sl62067cc | 5SL6 2P C6 | 次日发货 | a9a101db7dd1df67.jpg.avif | ✅ 存在
西门子 接触器AC50/60Hz,220V 6A 2.2kW 辅助触点：1个常开触点,规格0；3TS29100XN2 | Siemens contactor AC50/60Hz, 220V 6A 2.2kW auxiliary contact: 1 normally open contact, specification 0; 3TS29100XN2 | 3ts29100xn2 | 3TS29100XN2 | 次日发货 | b8f6a9e1d0678684.jpg.avif | ✅ 存在
西门子 三相母线等分间隔45mm用于5个开关以叉形状连接；3RV19151DB | Siemens three-phase busbar equally spaced 45mm for 5 switches connected in a fork shape; 3RV19151DB | 3rv19151db | 3RV19151DB | 次日发货 | 70c75866f5ab56a7.jpg.avif | ✅ 存在
西门子 ET-5SN国产 微型断路器 63A 2P C 6kA；5SN6 2P C63 | Siemens ET-5SN domestic miniature circuit breaker 63A 2P C 6kA; 5SN6 2P C63 | 5sn62637cn | 5SN6 2P C63 | 次日发货 | 35c18c753bb3f432.jpg.avif | ✅ 存在
西门子 触点模块带1个开关元件,1S,螺栓型端子连接,用于底部固定安装,；3SU14002AA101BA0 | Siemens contact module with 1 switching element, 1S, screw terminal connection, for bottom-fixed installation, 3SU14002AA101BA0 | 3su14002aa101ba0 | 3SU14002AA101BA0 |  | 1b7911514fb051ed.jpg.avif | ✅ 存在
西门子 微型断路器；5SL6 3P C63 | Siemens miniature circuit breaker; 5SL6 3P C63 | 5sl63637cc | 5SL6 3P C63 | 次日发货 | 915d7892e8a49a39.jpg.avif | ✅ 存在
西门子 电动机保护断路器1-1.6A用于电机保护带螺丝端子Icu：100kA,辅助触点：1个常开触点+1个常闭触点；3VS13401MG00 | Siemens motor protection circuit breaker 1-1.6A for motor protection with screw terminal Icu: 100kA, auxiliary contact: 1 normally open contact + 1 normally closed contact; 3VS13401MG00 | 3vs13401mg00 | 3VS13401MG00 | 次日发货 | e6179848c7f15563.jpg.avif | ✅ 存在
西门子 触点模块带1个开关元件,1S,弹簧型端子连接,用于底部固定安装,；3SU14002AA103BA0 | Siemens contact module with 1 switching element, 1S, spring-loaded terminal connection, for fixed installation on the bottom, 3SU14002AA103BA0 | 3su14002aa103ba0 | 3SU14002AA103BA0 |  | b17026822eb133ef.jpg.avif | ✅ 存在
西门子 3RQ0系列 插拔针式继电器 高性能款 DC24V 4CO 6A 带机械指示和测试拨杆；3RQ00740CB42 | Siemens 3RQ0 series plug-in pin type relay, high performance model DC24V 4CO 6A with mechanical indication and test lever; 3RQ00740CB42 | 3rq00740cb42 | 3RQ00740CB42 | 当日发货 | 63a56299ff77a38b.jpg.avif | ❌ 不存在
西门子 触点模块带1个开关元件,1NC,弹簧型端子连接,用于底部固定安装,；3SU14002AA103CA0 | Siemens contact module with 1 switching element, 1NC, spring-loaded terminal connection, for fixed installation on the bottom, 3SU14002AA103CA0 | 3su14002aa103ca0 | 3SU14002AA103CA0 | 次日发货 | 76d20cd646adb655.jpg.avif | ✅ 存在
西门子 接触器AC50Hz,24V 12A 5.5kW 辅助触点：1个常开触点,规格0；3TS31100XB0 | Siemens contactor AC50Hz, 24V 12A 5.5kW auxiliary contact: 1 normally open contact, specification 0; 3TS31100XB0 | 3ts31100xb0 | 3TS31100XB0 | 次日发货 | b8f6a9e1d0678684.jpg.avif | ❌ 不存在
西门子 电动机保护断路器0.8A,A脱扣器0.55-0.8A,N脱扣器10A,用于电机保护,等级10,螺纹连接,横向辅助开关1NO+1NC；3RV60110HA15 | Siemens motor protection circuit breaker 0.8A, A release 0.55-0.8A, N release 10A, used for motor protection, level 10, threaded connection, horizontal auxiliary switch 1NO+1NC; 3RV60110HA15 | 3rv60110ha15 | 3RV60110HA15 | 次日发货 | 7e2b28c8225477da.jpg.avif | ✅ 存在
西门子 辅助开关正面,2NO+2NC电流路径1NO,1NC,1NC,1NO用于3RH2和3RT2笼卡式连接；3RH29112FA22 | Siemens auxiliary switch front, 2NO+2NC current path 1NO, 1NC, 1NC, 1NO for 3RH2 and 3RT2 cage card connection; 3RH29112FA22 | 3rh29112fa22 | 3RH29112FA22 |  | 124474947370ec1f.jpg.avif | ✅ 存在
西门子 蘑菇头急停按钮,22mm,金属,高光,红色,40mm,强制锁定,旋转解锁机制；3SU10501HB200AA0 | Siemens mushroom head emergency stop button, 22mm, metal, high gloss, red, 40mm, forced locking, rotation unlocking mechanism; 3SU10501HB200AA0 | 3su10501hb200aa0 | 3SU10501HB200AA0 | 次日发货 | 052eb8cdb708e628.jpg.avif | ✅ 存在
西门子 接触器230VAC50/60HZ 15kW 400V辅助触点1个常开触点+1个常闭触点,3极规格S0螺丝端子；3RT60271AL20 | Siemens contactor 230VAC50/60HZ 15kW 400V auxiliary contact 1 normally open contact + 1 normally closed contact, 3-pole specification S0 screw terminal; 3RT60271AL20 | 3rt60271al20 | 3RT60271AL20 | 次日发货 | be05db85a33d87f6.jpg.avif | ❌ 不存在
西门子 过载继电器0.55...0.80A规格S00,等级10,安装至接触器,主电路：螺丝端子,辅助电路：螺丝端子；3RU61160HB0 | Siemens overload relay 0.55...0.80A specification S00, class 10, mounted to contactor, main circuit: screw terminals, auxiliary circuit: screw terminals; 3RU61160HB0 | 3ru61160hb0 | 3RU61160HB0 | 次日发货 | e51f413cbce62427.jpg.avif | ✅ 存在
西门子 手柄连接器用于故障电流的小型断路器T=70mm用于加装附加组件（1组=5个,塑料袋包装）；5ST38051 | Siemens handle connector for small circuit breaker for fault current T=70mm for installing additional components (1 set = 5 pieces, packed in plastic bags); 5ST38051 | 5st38051 | 5ST38051 | 次日发货 | 0272d73fff8be012.jpg.avif | ✅ 存在
西门子 ET-5SY国产 电子式剩余电流保护断路器 32A 1P+N C 6kA 30mA AC；5SU9 AC 30mA 1P+N C32 6KA | Siemens ET-5SY domestic electronic residual current protection circuit breaker 32A 1P+N C 6kA 30mA AC; 5SU9 AC 30mA 1P+N C32 6KA | 5su93561kk32 | 5SU9 AC 30mA 1P+N C32 6KA | 当日发货 | 20336d7aeaef6735.jpg.avif | ❌ 不存在
西门子 过载继电器6.3...10A脱扣等级：10A规格1用于3TS33/34辅助触点：1个常开触点+1个常闭触点；3US55401J | Siemens overload relay 6.3...10A tripping class: 10A specification 1 for 3TS33/34 auxiliary contacts: 1 normally open contact + 1 normally closed contact; 3US55401J | 3us55401j | 3US55401J | 次日发货 | 7baef682a5f24009.jpg.avif | ✅ 存在
西门子 过载继电器36...45A脱扣等级：10A辅助触点：1个常开触点+1个常闭触点；3US56408M | Siemens overload relay 36...45A trip level: 10A auxiliary contact: 1 normally open contact + 1 normally closed contact; 3US56408M | 3us56408m | 3US56408M | 次日发货 | 51a0c40416af957b.jpg.avif | ✅ 存在
西门子 接触器AC50HZ,220V 75A 37kW 辅助触点：1个常开触点+1个常闭触点,规格3；3TS48110XM0 | Siemens contactor AC50HZ, 220V 75A 37kW auxiliary contact: 1 normally open contact + 1 normally closed contact, specification 3; 3TS48110XM0 | 3ts48110xm0 | 3TS48110XM0 | 次日发货 | 4b5192cb838dd6f3.jpg.avif | ✅ 存在
西门子 平头按钮开关,黑色；3SU10000AB100AA0 | Siemens flat push button switch, black; 3SU10000AB100AA0 | 3su10000ab100aa0 | 3SU10000AB100AA0 | 次日发货 | ef7f3fa8503d8ee7.jpg.avif | ✅ 存在
西门子 塑壳断路器 极数3P 额定电流80A 额定极限分断能力25kA 脱扣器类型TMF；3VT100 N80 TMF F/3P | Siemens molded case circuit breaker, pole number 3P, rated current 80A, rated ultimate breaking capacity 25kA, trip unit type TMF; 3VT100 N80 TMF F/3P | 3vt81081aa030aa0 | 3VT100 N80 TMF F/3P | 次日发货 | e550023025fa9c21.jpg.avif | ✅ 存在
西门子 ET-5SY国产 超高分断型 微型断路器 10A 1P C 25kA；5SY7 1P C10 25KA | Siemens ET-5SY domestic ultra-high breaking type miniature circuit breaker 10A 1P C 25kA; 5SY7 1P C10 25KA | 5sy71107cc | 5SY7 1P C10 25KA | 次日发货 | 3b187c765931e216.jpg.avif | ❌ 不存在
西门子 按钮,22mm,金属,高光,红色,按钮,扁平键控式；3SU10500AB200AA0 | Siemens button, 22mm, metal, high gloss, red, button, flat keyed type; 3SU10500AB200AA0 | 3su10500ab200aa0 | 3SU10500AB200AA0 | 次日发货 | c20cf0c42a64fcc2.jpg.avif | ✅ 存在
西门子 ET-5SY国产 微型断路器 40A 1P C 6kA；5SY6 1P C40 | Siemens ET-5SY domestic miniature circuit breaker 40A 1P C 6kA; 5SY6 1P C40 | 5sy61407cc | 5SY6 1P C40 | 次日发货 | 3b187c765931e216.jpg.avif | ❌ 不存在
西门子 位置开关金属外壳40mm设备接口1x(M20x1.5)1NO/1NC速动触点回转驱动装置右/左可调节的带纵向可调节的金属杆100mm长及19mm塑料辊；3SE51120CH50 | Siemens position switch metal housing 40mm device interface 1x (M20x1.5) 1NO/1NC snap-action contact rotary drive device right/left adjustable with longitudinally adjustable metal rod 100mm long and 19mm plastic roller; 3SE51120CH50 | 3se51120ch50 | 3SE51120CH50 | 次日发货 | 2dc327e639da89ba.jpg.avif | ✅ 存在
西门子 ET-5SY国产 微型断路器 10A 2P C 10kA；5SY4 2P C10 | Siemens ET-5SY domestic miniature circuit breaker 10A 2P C 10kA; 5SY4 2P C10 | 5sy42107cc | 5SY4 2P C10 | 次日发货 | 174ac19b64725ffe.jpg.avif | ❌ 不存在
西门子 微型断路器；5SL6 2P C63 | Siemens miniature circuit breaker; 5SL6 2P C63 | 5sl62637cc | 5SL6 2P C63 | 次日发货 | 4589c68cab7c1d88.jpg.avif | ✅ 存在
西门子 接触器110...127VUC 110kW 操作辅助触点2个常开触点+2个常闭触点,3极规格S10母排连接传统操作机构螺丝端子；3RT50646AF36 | Siemens contactor 110...127VUC 110kW operating auxiliary contact 2 normally open contacts + 2 normally closed contacts, 3-pole specification S10 busbar connection traditional operating mechanism screw terminal; 3RT50646AF36 | 3rt50646af36 | 3RT50646AF36 | 次日发货 | 4c095313314e792a.jpg.avif | ✅ 存在
西门子 接触器110VAC50/60HZ 45kW 400V,3极规格S3,螺丝端子；3RT50461AG20 | Siemens contactor 110VAC50/60HZ 45kW 400V, 3-pole specification S3, screw terminal; 3RT50461AG20 | 3rt50461ag20 | 3RT50461AG20 | 次日发货 | 93bca71225b703c7.jpg.avif | ✅ 存在
西门子 电动机保护断路器,结构尺寸S0用于电机保护,等级10,A脱扣器10-16A,N脱扣器208A；3RV20214AA10 | Siemens motor protection circuit breaker, structure size S0 is used for motor protection, level 10, A release 10-16A, N release 208A; 3RV20214AA10 | 3rv20214aa10 | 3RV20214AA10 | 次日发货 | 8747fddd1d8cd335.jpg.avif | ✅ 存在
西门子 ET-5SY国产 微型断路器 25A 4P D 6kA；5SY6 4P D25 | Siemens ET-5SY domestic miniature circuit breaker 25A 4P D 6kA; 5SY6 4P D25 | 5sy64258cc | 5SY6 4P D25 | 次日发货 | fc2b9da41b2b6c99.jpg.avif | ❌ 不存在
西门子 蘑菇头急停按钮,22mm,塑料,红色,40mm,强制锁定,旋转解锁机制,带黄色名称牌支架,无文字说明,1NC,螺栓型端子连接,；3SU11001HB201CF0 | Siemens mushroom head emergency stop button, 22mm, plastic, red, 40mm, forced locking, rotating unlocking mechanism, with yellow nameplate holder, no text description, 1NC, screw terminal connection,; 3SU11001HB201CF0 | 3su11001hb201cf0 | 3SU11001HB201CF0 | 次日发货 | 33734db1325d8638.jpg.avif | ✅ 存在
西门子 RONIS钥匙开关,22mm,塑料,锁闭编号SB30,附带2把钥匙,2个开关位置,锁定,拔出钥匙O+I,1S,螺栓型端子连接；3SU11004BF111BA0 | Siemens RONIS key switch, 22mm, plastic, locking code SB30, comes with 2 keys, 2 switch positions, locking, key removal O+I, 1S, screw terminal connection; 3SU11004BF111BA0 | 3su11004bf111ba0 | 3SU11004BF111BA0 | 次日发货 | e6e97bb8ab8f166a.jpg.avif | ✅ 存在
西门子 接触器AC50Hz,24V 9A 4kW 辅助触点：2个常开触点+2个常闭触点,规格0螺纹连接；3TB40220XB0 | Siemens contactor AC50Hz, 24V 9A 4kW auxiliary contacts: 2 normally open contacts + 2 normally closed contacts, specification 0 threaded connection; 3TB40220XB0 | 3tb40220xb0 | 3TB40220XB0 | 次日发货 | af5cdfee25793881.jpg.avif | ❌ 不存在
西门子 RONIS钥匙开关,22mm,塑料,锁闭编号SB30,附带2把钥匙,2个开关位置,锁定,拔出钥匙O；3SU10004BF010AA0 | Siemens RONIS key switch, 22mm, plastic, locking number SB30, comes with 2 keys, 2 switch positions, lock, pull out key O; 3SU10004BF010AA0 | 3su10004bf010aa0 | 3SU10004BF010AA0 | 次日发货 | 8691b5ab62100fe3.jpg.avif | ✅ 存在
西门子 转换开关,22mm,圆形,塑料,白色,旋钮开关,短柄,3个开关位置,锁定,；3SU10022BL600AA0 | Siemens transfer switch, 22mm, round, plastic, white, rotary switch, short handle, 3 switch positions, locking,; 3SU10022BL600AA0 | 3su10022bl600aa0 | 3SU10022BL600AA0 | 次日发货 | 075b08ea0098a5b3.jpg.avif | ✅ 存在
西门子 转换开关22mm,金属高光,黑色,旋钮开关,短柄,2个开关位置O<I,键控式,；3SU10522BC100AA0 | Siemens transfer switch 22mm, metal high gloss, black, rotary switch, short handle, 2 switch positions O<I, keyed type,; 3SU10522BC100AA0 | 3su10522bc100aa0 | 3SU10522BC100AA0 | 次日发货 | 388b013b1719e685.jpg.avif | ✅ 存在
西门子 功率接触器,12A,5.5kW,2NO+2NC,24VDC,3极,尺寸S0螺栓型端子连接辅助开关可松开；3RT20241BB44 | Siemens power contactor, 12A, 5.5kW, 2NO+2NC, 24VDC, 3 pole, size S0 screw terminal connection auxiliary switch can be released; 3RT20241BB44 | 3rt20241bb44 | 3RT20241BB44 | 次日发货 | 150529bf57319445.jpg.avif | ✅ 存在
西门子 接触器220...240VUC 250kW 操作辅助触点2个常开触点+2个常闭触点,3极规格S12母排连接传统操作机构螺丝端子；3RT50766AP36 | Siemens contactor 220...240VUC 250kW operating auxiliary contact 2 normally open contacts + 2 normally closed contacts, 3-pole specification S12 busbar connection traditional operating mechanism screw terminal; 3RT50766AP36 | 3rt50766ap36 | 3RT50766AP36 | 当日发货 | 7c2d418422ba0cd5.jpg.avif | ✅ 存在
西门子 电动机保护断路器80-100A,A脱扣器80-100A,用于电机保护,等级10,短路,脱扣器1235A,螺钉终端；3RV50414MA10 | Siemens Motor protection circuit breaker 80-100A, A release 80-100A, for motor protection, class 10, short circuit, release 1235A, screw terminal; 3RV50414MA10 | 3rv50414ma10 | 3RV50414MA10 | 次日发货 | 5831cf672dba6105.jpg.avif | ✅ 存在
西门子 电动机保护断路器,A脱扣器0.11-0.16A,N脱扣器2.1A,用于电机保护,等级10,横向辅助开关1NO+1NC；3RV60110AA15 | Siemens motor protection circuit breaker, A release 0.11-0.16A, N release 2.1A, used for motor protection, level 10, horizontal auxiliary switch 1NO+1NC; 3RV60110AA15 | 3rv60110aa15 | 3RV60110AA15 | 次日发货 | 7e2b28c8225477da.jpg.avif | ❌ 不存在
西门子 指示灯头,22mm,圆形,塑料,红色,透镜,平滑；3SU10016AA200AA0 | Siemens indicator light head, 22mm, round, plastic, red, lens, smooth; 3SU10016AA200AA0 | 3su10016aa200aa0 | 3SU10016AA200AA0 | 次日发货 | 4455915cd11d3552.jpg.avif | ✅ 存在
西门子 接触器380VAC50HZ 4kW 400V辅助触点1个常开触点+1个常闭触点,3极规格S0螺丝端子；3RT60231AQ00 | Siemens contactor 380VAC50HZ 4kW 400V auxiliary contact 1 normally open contact + 1 normally closed contact, 3-pole specification S0 screw terminal; 3RT60231AQ00 | 3rt60231aq00 | 3RT60231AQ00 | 次日发货 | be05db85a33d87f6.jpg.avif | ❌ 不存在
西门子 位置开关塑料外壳40mm摇臂,符合EN50041设备连接1x(M20x1.5)1NO/1NC速动触点回转驱动装置右/左可调节的,金属杆27mm长和塑料辊19mm；3SE51320CJ01 | Siemens position switch plastic housing 40mm rocker arm, in accordance with EN50041 device connection 1x (M20x1.5) 1NO/1NC snap-action contact rotary drive right/left adjustable, metal rod 27mm long and plastic roller 19mm; 3SE51320CJ01 | 3se51320cj01 | 3SE51320CJ01 | 次日发货 | af02b326ee170e0c.jpg.avif | ✅ 存在
西门子 接触器380VAC50HZ 22kW 400V,3极模块S2螺丝端子；3RT50361AQ00 | Siemens contactor 380VAC50HZ 22kW 400V, 3-pole module S2 screw terminal; 3RT50361AQ00 | 3rt50361aq00 | 3RT50361AQ00 | 次日发货 | 42dbc41a40c468c4.jpg.avif | ❌ 不存在
西门子 接触器380VAC50HZ 30kW 400V,3极模块S3螺丝端子；3RT50441AQ00 | Siemens contactor 380VAC50HZ 30kW 400V, 3-pole module S3 screw terminal; 3RT50441AQ00 | 3rt50441aq00 | 3RT50441AQ00 | 次日发货 | a6b3511a7c0ad6bd.jpg.avif | ✅ 存在
西门子 G120控制单元CU250S-2PN集成PROFINET支持矢量控制基本定位器EPOS；6SL32460BA221FA0 | Siemens G120 control unit CU250S-2PN integrated PROFINET supports vector control basic positioner EPOS; 6SL32460BA221FA0 | 6sl32460ba221fa0 | 6SL32460BA221FA0 |  | 08177be74f668bc7.jpg.avif | ✅ 存在
西门子 中央处理器；6ES75101DK030AB0 | Siemens CPU; 6ES75101DK030AB0 | 6es75101dk030ab0 | 6ES75101DK030AB0 |  | 0!450450.jpg | ❌ 不存在
西门子 热过载继电器80-110A规格S6,等级10,用于单独安装,主电路：螺丝端子,辅助电路：螺丝端子；3RU51562XB2 | Siemens thermal overload relay 80-110A specification S6, level 10, for separate installation, main circuit: screw terminal, auxiliary circuit: screw terminal; 3RU51562XB2 | 3ru51562xb2 | 3RU51562XB2 | 次日发货 | 3d25cc5c61d8c805.jpg.avif | ✅ 存在
西门子 转换开关,22mm,圆形,塑料,白色,旋钮开关,短柄,2个开关位置O-I,锁定,1S,1NC,螺栓型端子连接；3SU11002BF601MA0 | Siemens transfer switch, 22mm, round, plastic, white, rotary switch, short handle, 2 switch positions O-I, locking, 1S, 1NC, screw terminal connection; 3SU11002BF601MA0 | 3su11002bf601ma0 | 3SU11002BF601MA0 | 次日发货 | 9f8c80209862497e.jpg.avif | ✅ 存在
西门子 发光按钮,22mm,圆形,塑料,红色,按钮,平,键控式,1S,AC/DC24V,螺栓型端子连接；3SU11020AB201BA0 | Siemens illuminated button, 22mm, round, plastic, red, button, flat, keyed, 1S, AC/DC24V, screw terminal connection; 3SU11020AB201BA0 | 3su11020ab201ba0 | 3SU11020AB201BA0 | 次日发货 | 8ebe7c742893cae6.jpg.avif | ✅ 存在
西门子 电动机保护断路器40A,A脱扣器34-40A,N脱扣器480A,用于电机保护,等级10,螺纹连接,；3RV60214FA10 | Siemens motor protection circuit breaker 40A, A release 34-40A, N release 480A, used for motor protection, level 10, threaded connection,; 3RV60214FA10 | 3rv60214fa10 | 3RV60214FA10 | 次日发货 | 90008d9e1f5c23f8.jpg.avif | ✅ 存在
西门子 转换开关22mm,金属高光,黑色,旋钮开关,短柄,3个开关位置,锁定,；3SU10522BL100AA0 | Siemens transfer switch 22mm, metal high-gloss, black, rotary switch, short handle, 3 switch positions, locking,; 3SU10522BL100AA0 | 3su10522bl100aa0 | 3SU10522BL100AA0 | 次日发货 | 5544fe6a9c7dd70a.jpg.avif | ✅ 存在
西门子 接触器DC24V 15kW 400V,3极规格S2螺丝端子；3RT50341BB40 | Siemens contactor DC24V 15kW 400V, 3-pole specification S2 screw terminal; 3RT50341BB40 | 3rt50341bb40 | 3RT50341BB40 | 次日发货 | 42dbc41a40c468c4.jpg.avif | ❌ 不存在
西门子 SINAMICS V20 3AC 380V变频器,无内置滤波器 5.5kW AC380-480V；6SL3210-5BE25-5UV0 | Siemens SINAMICS V20 3AC 380V inverter, no built-in filter 5.5kW AC380-480V; 6SL3210-5BE25-5UV0 | 6sl32105be255uv0 | 6SL3210-5BE25-5UV0 | 次日发货 | 331c9fb8200329d2.jpg.avif | ✅ 存在
西门子 接触器DC24V 37kW 400V,3极规格S3螺丝端子；3RT50451BB40 | Siemens contactor DC24V 37kW 400V, 3-pole specification S3 screw terminal; 3RT50451BB40 | 3rt50451bb40 | 3RT50451BB40 | 次日发货 | 93bca71225b703c7.jpg.avif | ❌ 不存在
西门子 时间继电器,电子具备星角功能1NO延时1NO无延迟1时间范围,1-20s12-240VAC/DCAC50/60Hz时螺栓型端子连接；3RP25741NW30 | Siemens time relay, electronic with star function 1NO delay 1NO no delay 1 time range, screw terminal connection at 1-20s12-240VAC/DCAC50/60Hz; 3RP25741NW30 | 3rp25741nw30 | 3RP25741NW30 | 次日发货 | 6168c5fa5df65807.jpg.avif | ✅ 存在
西门子 AI 16：模拟量输入模块,AI 16x I 35mm模块,不含前连接器；6ES75317MH000AB0 | Siemens AI 16: Analog input module, AI 16x I 35mm module, without front connector; 6ES75317MH000AB0 | 6es75317mh000ab0 | 6ES75317MH000AB0 | 次日发货 | d1f60629574a2d5f.jpg.avif | ✅ 存在
西门子 通信模块CM1242-5；用于连接SIMATICS7-1200在PROFIBUS上作为DP从站模块；6GK72425DX300XE0 | Siemens communication module CM1242-5; used to connect SIMATICS7-1200 as a DP slave module on PROFIBUS; 6GK72425DX300XE0 | 6gk72425dx300xe0 | 6GK72425DX300XE0 | 次日发货 | a1423ef6d218b2d5.jpg.avif | ✅ 存在
西门子 数字量输出模块；DQ 16×DC24V/0.5A HF | Siemens digital output module; DQ 16×DC24V/0.5A HF | 6es75221bh010ab0 | DQ 16×DC24V/0.5A HF | 次日发货 | f5b26477fba2395a.jpg.avif | ✅ 存在
西门子 PSU100S24V/5A调节型电源输入：AC120/230V输出：DC24V/5A；6EP13332BA20 | Siemens PSU100S24V/5A regulated power supply input: AC120/230V output: DC24V/5A; 6EP13332BA20 | 6ep13332ba20 | 6EP13332BA20 | 次日发货 | 37b91b3621d32d9d.jpg.avif | ✅ 存在
西门子 过载继电器,40...50A规格S2,等级10,安装至接触器,主电路：螺丝端子,辅助电路：螺丝端子；3RU51364HB1 | Siemens overload relay, 40...50A size S2, class 10, mounted to contactor, main circuit: screw terminals, auxiliary circuit: screw terminals; 3RU51364HB1 | 3ru51364hb1 | 3RU51364HB1 | 次日发货 | d3e9bfef55732e50.jpg.avif | ✅ 存在
西门子 功率接触器,9A,4kW,1NO,24VAC,50/60Hz,3极,尺寸S00螺栓型端子连接；3RT20161AB01 | Siemens power contactor, 9A, 4kW, 1NO, 24VAC, 50/60Hz, 3 pole, size S00 screw terminal connection; 3RT20161AB01 | 3rt20161ab01 | 3RT20161AB01 | 次日发货 | 95ade8241dc7c65e.jpg.avif | ✅ 存在
西门子 功率接触器,7A,3kW,1NO,100VAC,50Hz100-110V,60Hz,3极,尺寸S00,螺栓型端子连接；3RT20151AG61 | Siemens power contactor, 7A, 3kW, 1NO, 100VAC, 50Hz100-110V, 60Hz, 3 pole, size S00, screw terminal connection; 3RT20151AG61 | 3rt20151ag61 | 3RT20151AG61 | 次日发货 | 046de01ab0a18cf5.jpg.avif | ✅ 存在
西门子 过载继电器0.22...0.32A规格S00,等级10,安装至接触器,主电路：螺丝端子,辅助电路：螺丝端子；3RU61160DB0 | Siemens overload relay 0.22...0.32A specification S00, class 10, mounted to contactor, main circuit: screw terminals, auxiliary circuit: screw terminals; 3RU61160DB0 | 3ru61160db0 | 3RU61160DB0 | 次日发货 | 45cc33bf871013ad.jpg.avif | ✅ 存在
西门子 RONIS钥匙开关,22mm,塑料,锁闭编号SB30,附带2把钥匙,3个开关位置,锁定,拔出钥匙I+O+II,1S,1S,螺栓型端子连接；3SU11004BL111NA0 | Siemens RONIS key switch, 22mm, plastic, locking code SB30, comes with 2 keys, 3 switch positions, locking, pull-out key I+O+II, 1S, 1S, screw terminal connection; 3SU11004BL111NA0 | 3su11004bl111na0 | 3SU11004BL111NA0 | 次日发货 | f4f536e3d55afab2.jpg.avif | ✅ 存在
西门子 塑壳断路器；3VC6 100 10KA TMF 80A 3P | Siemens molded case circuit breaker; 3VC6 100 10KA TMF 80A 3P | 3vc61801aa030aa0 | 3VC6180-1AA03-0AA0 | 次日发货 | 63a56299ff77a38b.jpg.avif | ❌ 不存在
西门子 门联锁旋转驱动急停IECIP65带门联锁附件,用于：3VA1250；DH_E | Siemens door interlock rotary drive emergency stop IECIP65 with door interlock accessories, for: 3VA1250; DH_E | 3va92570fk25 | DH_E | 次日发货 | ad00ceccfcf5cf78.jpg.avif | ✅ 存在
西门子 LVHRC熔丝LINKGG/gL+NON-INSULATEDGRIPLUGS尺寸1,35A,500V；3NA3 1 35A 500V AC/440V DC gL/gG | Siemens LVHRC fuse LINKGG/gL+NON-INSULATEDGRIPLUGS size 1,35A,500V; 3NA3 1 35A 500V AC/440V DC gL/gG | 3na31142c | 3NA3 1 35A 500V AC/440V DC gL/gG | 3日发货 | 3f99e8fa292b6f69.jpg.avif | ✅ 存在
西门子 ET-5SN国产 微型断路器 25A 1P C 6kA；5SN6 1P C25 | Siemens ET-5SN domestic miniature circuit breaker 25A 1P C 6kA; 5SN6 1P C25 | 5sn61257cn | 5SN6 1P C25 | 3日发货 | 091df15126d0655d.jpg.avif | ✅ 存在
西门子 LVHRC熔丝LINKGG/gL+NON-INSULATEDGRIPLUGS尺寸000,20A,500V；3NA38072C | Siemens LVHRC fuse LINKGG/gL+NON-INSULATEDGRIPLUGS size 000, 20A, 500V; 3NA38072C | 3na38072c | 3NA38072C | 3日发货 | 889e6cf34b4bfc2d.jpg.avif | ✅ 存在
西门子 ET-5SY国产 直流型 微型断路器 1A 2P C 10kA；5SY5 DC 2P C1 | Siemens ET-5SY domestic DC type miniature circuit breaker 1A 2P C 10kA; 5SY5 DC 2P C1 | 5sy52017cc | 5SY5 DC 2P C1 | 3日发货 | 7c6076ae66504baa.jpg.avif | ❌ 不存在
西门子 全套装置组合22mm金属光泽圆形选择开关3个开关位置,V位置瞬时接触类型无照明带支架,螺丝端子,2个常开触点黑色；3SB66S3K20 | Siemens complete device combination 22mm metallic luster round selector switch 3 switch positions, V position instantaneous contact type without lighting with bracket, screw terminals, 2 normally open contacts black; 3SB66S3K20 | 3sb61602bm101na0 | 3SB66S3K20 | 3日发货 | e3d7e0019a53ae3c.jpg.avif | ✅ 存在
【WH】西门子 40针前连接器；6ES73921AM000AA0 | 【WH】Siemens 40-pin front connector; 6ES73921AM000AA0 | 6es73921am000aa0 | 6ES73921AM000AA0 |  | da5992d0b4051e62.jpg.avif | ✅ 存在
西门子 接触器380VAC50HZ 37kW 400V,3极模块S3,螺丝端子；3RT50451AQ00 | Siemens contactor 380VAC50HZ 37kW 400V, 3-pole module S3, screw terminal; 3RT50451AQ00 | 3rt50451aq00 | 3RT50451AQ00 | 4周发货 | 3ed82977d2f55b11.jpg.avif | ✅ 存在
西门子 标准型CPU模块；6ES75111AK020AB0 | Siemens standard CPU module; 6ES75111AK020AB0 | 6es75111ak020ab0 | 6ES75111AK020AB0 | 1个工作日发货 | ae2428335c242c34.jpg.avif | ✅ 存在
西门子 SIMATIC HMI 7寸宽屏TFT显示屏屏,800×480；TP700 | Siemens SIMATIC HMI 7-inch widescreen TFT display screen, 800×480; TP700 | 6av21240gc010ax0 | TP700 | 1个工作日发货 | f5ef8d2f0fe0c54a.jpg.avif | ✅ 存在
西门子 PSU200M10A调节型电源输入：AC120/230-500V输出：DC24V/10A；6EP13343BA10 | Siemens PSU200M10A regulated power supply input: AC120/230-500V output: DC24V/10A; 6EP13343BA10 | 6ep13343ba10 | 6EP13343BA10 | 1个工作日发货 | f65a7b3cc5ca15a3.jpg.avif | ✅ 存在
西门子 模拟量输入模块；6ES71346JF000CA1 | Siemens analog input module; 6ES71346JF000CA1 | 6es71346jf000ca1 | 6ES71346JF000CA1 | 1个工作日发货 | 2caf5af7a983c5ae.jpg.avif | ✅ 存在
西门子 工业电源产品 PLC专用电源；6EP13324BA00 | Siemens industrial power products PLC special power supply; 6EP13324BA00 | 6ep13324ba00 | 6EP13324BA00 | 1个工作日发货 | adcd4f76354c44ea.jpg.avif | ✅ 存在
西门子 PSE202U冗余模块输入端/输出端：DC24V/40A适合用来将两个各带有最多20A输出电流最多各20A输出电流；6EP19613BA21 | Siemens PSE202U redundant module input/output: DC24V/40A suitable for connecting two modules with up to 20A output current each; 6EP19613BA21 | 6ep19613ba21 | 6EP19613BA21 | 1个工作日发货 | cd606a95ba2e4e3f.jpg.avif | ✅ 存在
西门子 SITOP稳压电源PSU2200 输入:100-240VAC 输出:24VDC/20A；6EP33363SA000AY0 | Siemens SITOP regulated power supply PSU2200 input: 100-240VAC output: 24VDC/20A; 6EP33363SA000AY0 | 6ep33363sa000ay0 | 6EP33363SA000AY0 |  | c0d723f271203eab.jpg.avif | ✅ 存在
西门子 微型断路器 4A 1P C 6kA；5SL6 1P C4 | Siemens miniature circuit breaker 4A 1P C 6kA; 5SL6 1P C4 | 5sl61047cc | 5SL6 1P C4 | 次日发货 | 7b68843eb3597a19.jpg.avif | ✅ 存在
西门子 连接模块电气和机械用于3RV2.1/3RV2.2和3RT2.1交流和直流操作（单件包装）；3RA19211DA00 | Siemens Connection module electrical and mechanical for 3RV2.1/3RV2.2 and 3RT2.1 AC and DC operation (single package); 3RA19211DA00 | 3ra19211da00 | 3RA19211DA00 |  | 7728d4f31e6e59f1.jpg.avif | ✅ 存在
西门子 接触器AC50/60Hz,220V 65A 30kW 辅助触点：1个常开触点+1个常闭触点,规格3；3TS47110XN2 | Siemens contactor AC50/60Hz, 220V 65A 30kW auxiliary contact: 1 normally open contact + 1 normally closed contact, specification 3; 3TS47110XN2 | 3ts47110xn2 | 3TS47110XN2 | 次日发货 | baecd9a930a185a0.jpg.avif | ✅ 存在
西门子 横向AUX.开关组,用于电机接触器2NC,尺寸S0,螺钉终端DINEN50012和DINEN50005；3RH69211DA02 | Siemens Transversal AUX. switch set for motor contactors 2NC, size S0, screw terminals DINEN50012 and DINEN50005; 3RH69211DA02 | 3rh69211da02 | 3RH69211DA02 |  | c19ec68ef4a61ad9.jpg.avif | ✅ 存在
西门子 ET-5SY国产 插针母线防触电危险,16mm21相,L=214mm带端盖；5ST37000CC | Siemens ET-5SY domestic pin busbar to prevent electric shock hazard, 16mm 21 phases, L=214mm with end cover; 5ST37000CC | 5st37000cc | 5ST37000CC | 次日发货 | a4f55894d4bfa6dc.jpg.avif | ✅ 存在
西门子 辅助接触器,3NO+1NC,24VDC尺寸S00,弹簧型端子连接；3RH21312BB40 | Siemens auxiliary contactor, 3NO+1NC, 24VDC size S00, spring terminal connection; 3RH21312BB40 | 3rh21312bb40 | 3RH21312BB40 | 次日发货 | 236d40985c719bee.jpg.avif | ✅ 存在
西门子 接触器继电器,2个常开触点+2个常闭触点,230VAC,50/60Hz,规格S00,螺丝端子；3RH61221AP00 | Siemens contactor relay, 2 normally open contacts + 2 normally closed contacts, 230VAC, 50/60Hz, specification S00, screw terminal; 3RH61221AP00 | 3rh61221ap00 | 3RH61221AP00 | 次日发货 | 7fee5de4ad15d3df.jpg.avif | ✅ 存在
西门子 接触器230VAC50/60HZ 4kW 400V辅助触点1个常开触点+1个常闭触点,3极规格S0螺丝端子；3RT60231AL20 | Siemens contactor 230VAC50/60HZ 4kW 400V auxiliary contact 1 normally open contact + 1 normally closed contact, 3-pole specification S0 screw terminal; 3RT60231AL20 | 3rt60231al20 | 3RT60231AL20 | 次日发货 | be05db85a33d87f6.jpg.avif | ❌ 不存在
西门子 按钮,22mm,塑料,白色,按钮,平,键控式,带有支架1S,螺栓型端子连接；3SU11000AB601BA0 | Siemens push button, 22mm, plastic, white, push button, flat, keyed, with bracket 1S, screw terminal connection; 3SU11000AB601BA0 | 3su11000ab601ba0 | 3SU11000AB601BA0 | 次日发货 | e5582a0d47a06f64.jpg.avif | ✅ 存在
西门子 ET-5SY国产 直流型 微型断路器 16A 1P C 10kA；5SY5 DC 1P C16 | Siemens ET-5SY domestic DC type miniature circuit breaker 16A 1P C 10kA; 5SY5 DC 1P C16 | 5sy51167cc | 5SY5 DC 1P C16 | 当日发货 | bc4cd446762d6c00.jpg.avif | ✅ 存在
西门子 发光按钮,22mm,圆形,金属,高光,蓝色,按钮,平,键控式；3SU10510AB500AA0 | Siemens illuminated button, 22mm, round, metal, high-gloss, blue, button, flat, keyed; 3SU10510AB500AA0 | 3su10510ab500aa0 | 3SU10510AB500AA0 | 次日发货 | f6b0de5a9f590e69.jpg.avif | ✅ 存在
西门子 一体型信号灯,22mm,塑料,圆形,集成LED,220VAC白色；3SB62D6W | Siemens integrated signal light, 22mm, plastic, round, integrated LED, 220VAC white; 3SB62D6W | 3sb62166aa601aa0 | 3SB62D6W | 次日发货 | 76a2df6daae95d54.jpg.avif | ✅ 存在
西门子 ET-5SY国产 微型断路器 20A 2P D 6kA；5SY6 2P D20 | Siemens ET-5SY domestic miniature circuit breaker 20A 2P D 6kA; 5SY6 2P D20 | 5sy62208cc | 5SY6 2P D20 | 次日发货 | f9ded72846c25331.jpg.avif | ✅ 存在
西门子 接触器220VAC50/60HZ 15kW 400V,3极规格S2螺丝端子；3RT50341AN20 | Siemens contactor 220VAC50/60HZ 15kW 400V, 3-pole specification S2 screw terminal; 3RT50341AN20 | 3rt50341an20 | 3RT50341AN20 | 当日发货 | 040d4de22648f6aa.jpg.avif | ✅ 存在
西门子 ET-5SY国产 微型断路器 32A 4P D 6kA；5SY6 4P D32 | Siemens ET-5SY domestic miniature circuit breaker 32A 4P D 6kA; 5SY6 4P D32 | 5sy64328cc | 5SY6 4P D32 | 当日发货 | ca82f5bc01bb6122.jpg.avif | ❌ 不存在
西门子 接触器380...420VUC 200kW 操作辅助触点2个常开触点+2个常闭触点,3极规格S12母排连接传统操作机构螺丝端子；3RT50756AV36 | Siemens contactor 380...420VUC 200kW operating auxiliary contacts 2 normally open contacts + 2 normally closed contacts, 3-pole specification S12 busbar connected to traditional operating mechanism screw terminals; 3RT50756AV36 | 3rt50756av36 | 3RT50756AV36 | 次日发货 | 6b736618b4064019.jpg.avif | ✅ 存在
西门子 接触器AC50Hz,110V 18A 7.5kW 辅助触点：无,规格0；3TS32000XF0 | Siemens contactor AC50Hz, 110V 18A 7.5kW auxiliary contact: none, specification 0; 3TS32000XF0 | 3ts32000xf0 | 3TS32000XF0 | 次日发货 | b8f6a9e1d0678684.jpg.avif | ❌ 不存在
西门子 过载继电器25...40A脱扣等级：10A规格4用于3TS47-50辅助触点：1个常开触点+1个常闭触点；3US58402E | Siemens overload relay 25...40A tripping class: 10A size 4 for 3TS47-50 auxiliary contacts: 1 normally open contact + 1 normally closed contact; 3US58402E | 3us58402e | 3US58402E | 次日发货 | 3d576545d1ca9d8a.jpg.avif | ❌ 不存在
西门子 全套装置组合22mm塑料金属圆形钥匙操作按钮2个开关位置,V位置封锁在左侧和右侧位置移动带支架螺丝端子,1个常开触点；3SB6130-4AA11-1BA0 | Siemens complete device combination 22mm plastic metal round key operating button 2 switch positions, V position blocked in left and right position movement with bracket screw terminals, 1 normally open contact; 3SB6130-4AA11-1BA0 | 3sb61304aa111ba0 | 3SB6130-4AA11-1BA0 | 次日发货 | 820ffcf754fc649d.jpg.avif | ✅ 存在
西门子 ET-5SY国产 微型断路器 20A 1P D 6kA；5SY6 1P D20 | Siemens ET-5SY domestic miniature circuit breaker 20A 1P D 6kA; 5SY6 1P D20 | 5sy61208cc | 5SY6 1P D20 | 次日发货 | eb9eb047b40f93c4.jpg.avif | ✅ 存在
西门子 ET-5SY国产 紧凑型电子式剩余电流保护断路器 10A 1P+N C 6kA 30mA A；5SV9 A 30mA 1P+N 6KA C10 | Siemens ET-5SY domestic compact electronic residual current protection circuit breaker 10A 1P+N C 6kA 30mA A; 5SV9 A 30mA 1P+N 6KA C10 | 5sv93167nk10 | 5SV9 A 30mA 1P+N 6KA C10 | 次日发货 | 0a704559df806d00.jpg.avif | ✅ 存在
西门子 微型断路器；5SL6 2P C25 | Siemens miniature circuit breaker; 5SL6 2P C25 | 5sl62257cc | 5SL6 2P C25 | 次日发货 | 2c0fee411190166d.jpg.avif | ✅ 存在
西门子 电动机保护断路器0.4A,A脱扣器0.28-0.4A,N脱扣器5.2A,用于电机保护,等级10,螺纹连接,横向辅助开关1NO+1NC；3RV60110EA15 | Siemens motor protection circuit breaker 0.4A, A release 0.28-0.4A, N release 5.2A, used for motor protection, level 10, threaded connection, horizontal auxiliary switch 1NO+1NC; 3RV60110EA15 | 3rv60110ea15 | 3RV60110EA15 | 次日发货 | ca2fdc0c654e7e12.jpg.avif | ✅ 存在
西门子 微型断路器；H20 2C 10A | Siemens miniature circuit breaker; H20 2C 10A | 5th62107cc | H20 2C 10A | 次日发货 | 556a81e3d7430bfe.jpg.avif | ✅ 存在
西门子 ET-5SY国产 微型断路器 16A 2P C 10kA；5SY4 2P C16 | Siemens ET-5SY domestic miniature circuit breaker 16A 2P C 10kA; 5SY4 2P C16 | 5sy42167cc | 5SY4 2P C16 | 次日发货 | c3bf6f3b86b4b63f.jpg.avif | ❌ 不存在
西门子 ET-5SY国产 微型断路器 80A 3P C 6kA；5SY6 3P C80 | Siemens ET-5SY domestic miniature circuit breaker 80A 3P C 6kA; 5SY6 3P C80 | 5sy63807cc | 5SY6 3P C80 | 次日发货 | e82fe397cbad2fdd.jpg.avif | ✅ 存在
西门子 接触器AC50/60Hz,220V 65A 30kW 辅助触点：2个常开触点+2个常闭触点,规格3；3TS47220XN2 | Siemens contactor AC50/60Hz, 220V 65A 30kW auxiliary contacts: 2 normally open contacts + 2 normally closed contacts, specification 3; 3TS47220XN2 | 3ts47220xn2 | 3TS47220XN2 | 次日发货 | 4b5192cb838dd6f3.jpg.avif | ❌ 不存在
西门子 过载继电器2.2...3.2A规格S0,等级10,安装至接触器,主电路：螺丝端子,辅助电路：螺丝端子；3RU61261DB0 | Siemens overload relay 2.2...3.2A size S0, class 10, mounted to contactor, main circuit: screw terminals, auxiliary circuit: screw terminals; 3RU61261DB0 | 3ru61261db0 | 3RU61261DB0 | 次日发货 | f24b5198b0cd65d4.jpg.avif | ✅ 存在
西门子 功率接触器,38A,18.5kW,1NO+1NC,24VDC,3极,尺寸S0笼卡式连接；3RT20282BB40 | Siemens power contactor, 38A, 18.5kW, 1NO+1NC, 24VDC, 3 pole, size S0 cage card connection; 3RT20282BB40 | 3rt20282bb40 | 3RT20282BB40 | 次日发货 | e912e1e11a52a826.jpg.avif | ✅ 存在
西门子 G智能型操作面板IOP-2的补充用于G120,G120PG110M,G110D,G120D,G120CET200PROFC-2语；6SL32550AA004JA2 | Siemens G intelligent operation panel IOP-2 supplement for G120, G120PG110M, G110D, G120D, G120CET200PROFC-2; 6SL32550AA004JA2 | 6sl32550aa004ja2 | 6SL32550AA004JA2 |  | 2d60f4e924f6cd46.jpg.avif | ✅ 存在
西门子 转换开关,22mm,圆形,金属,高光,白色,旋钮开关,短柄,3个开关位置,锁定,1S,1S,螺栓型端子连接；3SU11502BL601NA0 | Siemens transfer switch, 22mm, round, metal, high-gloss, white, rotary switch, short handle, 3 switch positions, locking, 1S, 1S, screw terminal connection; 3SU11502BL601NA0 | 3su11502bl601na0 | 3SU11502BL601NA0 | 次日发货 | fd6dd582807e05f8.jpg.avif | ✅ 存在
西门子 3RT7系列 接触器 AC-3 6A/22kW 400V 辅助触点:1NO AC220V 50/60Hz S00规格 | Siemens 3RT7 series contactor AC-3 6A/22kW 400V auxiliary contact: 1NO AC220V 50/60Hz S00 specifications | 3rt70141an21 | 3RT70141AN21 | 次日发货 | 2d3eef68ec461d34.jpg.avif | ❌ 不存在
西门子 笼卡型布线成套工具电气和机械包括机械可逆起动器联锁装置尺寸S00；3RA29132AA2 | Siemens Cage type wiring kit electrical and mechanical including mechanical reversing starter interlock size S00; 3RA29132AA2 | 3ra29132aa2 | 3RA29132AA2 |  | af828359d9b72a11.jpg.avif | ✅ 存在
西门子 气动时间继电器块接通延时0.1...30s1个常开触点+1个常闭触点用于3RT5电机接触器规格S2-S3；3RT59262PA01 | Siemens pneumatic time relay block switch-on delay 0.1...30s 1 normally open contact + 1 normally closed contact for 3RT5 motor contactor specifications S2-S3; 3RT59262PA01 | 3rt59262pa01 | 3RT59262PA01 |  | 68b251be576c80d7.jpg.avif | ✅ 存在
西门子 微型断路器；5SL6 4P C63 | Siemens miniature circuit breaker; 5SL6 4P C63 | 5sl64637cc | 5SL6 4P C63 | 次日发货 | 3dfbdd38aa9c542f.jpg.avif | ✅ 存在
西门子 ET-5SY国产 微型断路器 32A 3P+N C 6kA；5SY6 3P+N C32 | Siemens ET-5SY domestic miniature circuit breaker 32A 3P+N C 6kA; 5SY6 3P+N C32 | 5sy66327cc | 5SY6 3P+N C32 | 次日发货 | fc2b9da41b2b6c99.jpg.avif | ❌ 不存在
西门子 ET-5SY国产 微型断路器 10A 1P+N D 6kA；5SY6 1P+N D10 | Siemens ET-5SY domestic miniature circuit breaker 10A 1P+N D 6kA; 5SY6 1P+N D10 | 5sy65108cc | 5SY6 1P+N D10 | 次日发货 | 174ac19b64725ffe.jpg.avif | ❌ 不存在
西门子 过载继电器34...40A规格S0,等级10,安装至接触器,主电路：螺丝端子,辅助电路：螺丝端子；3RU61264FB0 | Siemens overload relay 34...40A size S0, class 10, mounted to contactor, main circuit: screw terminals, auxiliary circuit: screw terminals; 3RU61264FB0 | 3ru61264fb0 | 3RU61264FB0 | 次日发货 | ed7f6ccb4442e729.jpg.avif | ✅ 存在
西门子 ET-5SY国产 微型断路器 6A 1P+N C 6kA；5SY6 1P+N C6 | Siemens ET-5SY domestic miniature circuit breaker 6A 1P+N C 6kA; 5SY6 1P+N C6 | 5sy65067cc | 5SY6 1P+N C6 | 次日发货 | 174ac19b64725ffe.jpg.avif | ❌ 不存在
西门子 过载继电器40...50A规格S2,等级10,安装至接触器,主电路：螺丝端子,辅助电路：螺丝端子；3RU51364HB0 | Siemens overload relay 40...50A size S2, class 10, mounted to contactor, main circuit: screw terminals, auxiliary circuit: screw terminals; 3RU51364HB0 | 3ru51364hb0 | 3RU51364HB0 | 次日发货 | 67efc043dadd0483.jpg.avif | ✅ 存在
西门子 电磁式剩余电流保护开关 25A 4P 30mA AC；5SV4 AC 30mA 25A 4P | Siemens electromagnetic residual current protection switch 25A 4P 30mA AC; 5SV4 AC 30mA 25A 4P | 5sv43420 | 5SV4 AC 30mA 25A 4P | 次日发货 | 72f8eae1cb94de25.jpg.avif | ✅ 存在
西门子 电动机保护断路器,结构尺寸S00用于电机保护,等级10,A脱扣器1.8-2.5A,N脱扣器33A；3RV20111CA10 | Siemens motor protection circuit breaker, structure size S00 is used for motor protection, level 10, A release 1.8-2.5A, N release 33A; 3RV20111CA10 | 3rv20111ca10 | 3RV20111CA10 | 次日发货 | 8eec74bbe1d2154b.jpg.avif | ✅ 存在
西门子 接触器380...420VUC 132kW 操作辅助触点2个常开触点+2个常闭触点,3极规格S10母排连接传统操作机构螺丝端子；3RT50656AV36 | Siemens contactor 380...420VUC 132kW operating auxiliary contacts 2 normally open contacts + 2 normally closed contacts, 3-pole specification S10 busbar connected to traditional operating mechanism screw terminals; 3RT50656AV36 | 3rt50656av36 | 3RT50656AV36 | 次日发货 | 355e42f1e47eb083.jpg.avif | ✅ 存在
西门子 电动机保护断路器12.5A,额定电流12.5A,N脱扣器156A,用于起动器组合,螺纹连接,；3RV63111KC10 | Siemens motor protective circuit breaker 12.5A, rated current 12.5A, N release 156A, used in starter combination, threaded connection,; 3RV63111KC10 | 3rv63111kc10 | 3RV63111KC10 | 次日发货 | ea79a57834240d87.jpg.avif | ✅ 存在
西门子 塑壳断路器 极数3P 额定电流315A 额定极限分断能力35kA 脱扣器类型TMF；3VT400 N315 TMF F/3P | Siemens molded case circuit breaker, pole number 3P, rated current 315A, rated ultimate breaking capacity 35kA, release type TMF; 3VT400 N315 TMF F/3P | 3vt84311aa030aa0 | 3VT400 N315 TMF F/3P | 次日发货 | e550023025fa9c21.jpg.avif | ❌ 不存在
西门子 电磁式剩余电流保护断路器 20A 1P+N C 6kA 30mA AC；5SU1 电磁式 AC 30mA 1P+N C20 6KA | Siemens electromagnetic residual current protection circuit breaker 20A 1P+N C 6kA 30mA AC; 5SU1 electromagnetic AC 30mA 1P+N C20 6KA | 5su13561kk20 | 5SU1 电磁式 AC 30mA 1P+N C20 6KA | 次日发货 | 3fd9bd38eabf0c75.jpg.avif | ✅ 存在
西门子 左侧分励脱扣器208-277VAC50/60HZ220-250VDC配件用于：3VA1与3VA20至3VA25；MX_220 | Siemens left shunt tripper 208-277VAC50/60HZ220-250VDC accessories are used for: 3VA1 and 3VA20 to 3VA25; MX_220 | 3va99880bl33 | MX_220 | 次日发货 | 2939eaccfeafcc6d.jpg.avif | ✅ 存在
西门子 热过载继电器135-160A规格S6,等级10,用于单独安装,主电路：螺丝端子,辅助电路：螺丝端子；3RU51563LB2 | Siemens thermal overload relay 135-160A specification S6, level 10, for separate installation, main circuit: screw terminal, auxiliary circuit: screw terminal; 3RU51563LB2 | 3ru51563lb2 | 3RU51563LB2 | 次日发货 | 907f1943deb009b6.jpg.avif | ✅ 存在
西门子 附件,用于VT250门耦合旋转机构；3VT9300-3MG10 | Siemens accessories for VT250 door coupling swivel mechanism; 3VT9300-3MG10 | 3vt93003mg10 | 3VT9300-3MG10 | 次日发货 | 537c523d6629981e.jpg.avif | ✅ 存在
西门子 SIMOTICS S-1FL6 低惯量型电机,2500线增量编码器,带键槽,不带抱闸；1FL6042-2AF21-1AA1 | Siemens SIMOTICS S-1FL6 low inertia motor, 2500-line incremental encoder, with keyway, without brake; 1FL6042-2AF21-1AA1 | 1fl60422af211aa1 | 1FL6042-2AF21-1AA1 | 次日发货 | 8c41fedef6978f4b.jpg.avif | ❌ 不存在
西门子 G120XA变频器无操作面板 45kW AC380-440V；6SL32201YD380UB0 | Siemens G120XA inverter without operation panel 45kW AC380-440V; 6SL32201YD380UB0 | 6sl32201yd380ub0 | 6SL32201YD380UB0 | 次日发货 | b3494ebb52fbd7cb.jpg.avif | ✅ 存在
西门子 V90控制器(PN)，低惯量，0.1kW/1.2A, FSA，6SL32105FB101UF2 | Siemens V90 controller (PN), low inertia, 0.1kW/1.2A, FSA, 6SL32105FB101UF2 | 6sl32105fb101uf2 | 6SL32105FB101UF2 |  | 0!450450.jpg | ❌ 不存在
西门子 SINAMICS V20 3AC 380V变频器,无内置滤波器,2台/盒 15kW AC380-480V；6SL3210-5BE31-5UV0 | Siemens SINAMICS V20 3AC 380V inverter, no built-in filter, 2 units/box 15kW AC380-480V; 6SL3210-5BE31-5UV0 | 6sl32105be315uv0 | 6SL3210-5BE31-5UV0 | 次日发货 | 3ff091b99c192045.jpg.avif | ✅ 存在
西门子 平头按钮,绿色；3SU11500AB401BA0 | Siemens flat button, green; 3SU11500AB401BA0 | 3su11500ab401ba0 | 3SU11500AB401BA0 | 次日发货 | d669fc3232513d68.jpg.avif | ✅ 存在
西门子 电动机保护断路器1.6A,额定电流1.6A,N脱扣器21A,用于起动器组合,螺纹连接,；3RV63111AC10 | Siemens motor protection circuit breaker 1.6A, rated current 1.6A, N release 21A, used in starter combination, threaded connection,; 3RV63111AC10 | 3rv63111ac10 | 3RV63111AC10 | 次日发货 | 652945476e5731cb.jpg.avif | ✅ 存在
西门子 过载继电器0.18...0.25A规格S00,等级10,安装至接触器,主电路：螺丝端子,辅助电路：螺丝端子；3RU61160CB0 | Siemens overload relay 0.18...0.25A specification S00, class 10, mounted to contactor, main circuit: screw terminals, auxiliary circuit: screw terminals; 3RU61160CB0 | 3ru61160cb0 | 3RU61160CB0 | 次日发货 | 498e330dc0a49633.jpg.avif | ✅ 存在
西门子 过载继电器57...75A规格S3,等级10,用于单独安装,主电路：螺纹连接,辅助电路：螺纹连接；3RU51464KB1 | Siemens overload relay 57...75A specification S3, level 10, for separate installation, main circuit: threaded connection, auxiliary circuit: threaded connection; 3RU51464KB1 | 3ru51464kb1 | 3RU51464KB1 | 次日发货 | 7e4f407c165b20b2.jpg.avif | ✅ 存在
西门子 门联锁旋转驱动标准IECIP65带门联锁附件,用于：3VM100/160；DH | Siemens door interlock rotary drive standard IECIP65 with door interlock accessories, for: 3VM100/160; DH | 3vm91170fk21 | DH | 次日发货 | 3e3b0ba6d3ef47c7.jpg.avif | ✅ 存在
西门子 电源模块；6ES75070RA000AB0 | Siemens power module; 6ES75070RA000AB0 | 6es75070ra000ab0 | 6ES75070RA000AB0 | 次日发货 | 9b972849bafdb85e.jpg.avif | ✅ 存在
西门子 中央处理单元（CPU）；6ES72171AG400XB0 | Siemens central processing unit (CPU); 6ES72171AG400XB0 | 6es72171ag400xb0 | 6ES72171AG400XB0 | 次日发货 | a087df7ac279581e.jpg.avif | ✅ 存在
西门子 ET-5SY国产 微型断路器 6A 4P C 6kA；5SY6 4P C6 | Siemens ET-5SY domestic miniature circuit breaker 6A 4P C 6kA; 5SY6 4P C6 | 5sy64067cc | 5SY6 4P C6 | 次日发货 | 93c4bdcd083e16b9.jpg.avif | ✅ 存在
西门子 辅助开关转换触点型号HQ(7mm)附件,用于：3VM开关；AUX_HQ | Siemens auxiliary switch transfer contact model HQ (7mm) accessory, used for: 3VM switch; AUX_HQ | 3vm99880aa12 | AUX_HQ | 次日发货 | 9c4b9de891de0768.jpg.avif | ✅ 存在
西门子 功率接触器,17A,7.5kW,1NO+1NC,24VDC带插入式二极管组合,3极,尺寸S0笼卡式连接；3RT20252FB40 | Siemens power contactor, 17A, 7.5kW, 1NO+1NC, 24VDC with plug-in diode combination, 3 poles, size S0 cage card connection; 3RT20252FB40 | 3rt20252fb40 | 3RT20252FB40 | 次日发货 | 02559ab8fe269253.jpg.avif | ✅ 存在
西门子 ET-5SY国产 微型断路器 63A 3P+N D 6kA；5SY6 3P+N D63 | Siemens ET-5SY domestic miniature circuit breaker 63A 3P+N D 6kA; 5SY6 3P+N D63 | 5sy66638cc | 5SY6 3P+N D63 | 次日发货 | fc2b9da41b2b6c99.jpg.avif | ❌ 不存在
西门子 塑壳断路器 极数3P 额定电流250A 额定极限分断能力36kA 脱扣器类型TM240；3VA1S250 R250 TM240 F/3P | Siemens molded case circuit breaker, pole number 3P, rated current 250A, rated limit breaking capacity 36kA, tripper type TM240; 3VA1S250 R250 TM240 F/3P | 3va12254ef320aa0 | 3VA1S250 R250 TM240 F/3P | 次日发货 | c0f24cc332452033.jpg.avif | ✅ 存在
西门子 塑壳断路器 极数3P 额定电流200A 额定极限分断能力36kA 脱扣器类型TM210；3VM1S250 R200 TM210 F/3P | Siemens molded case circuit breaker, pole number 3P, rated current 200A, rated limit breaking capacity 36kA, tripper type TM210; 3VM1S250 R200 TM210 F/3P | 3vm12204ed320aa0 | 3VM1S250 R200 TM210 F/3P | 次日发货 | 6b28035e88bd7b0e.jpg.avif | ✅ 存在
西门子 三相母线等分间隔45mm用于3个开关以叉形状连接；3RV19151BB | Siemens three-phase busbar equally spaced 45mm for 3 switches connected in a fork shape; 3RV19151BB | 3rv19151bb | 3RV19151BB | 当日发货 | 2431f354ca5c0d0f.jpg.avif | ✅ 存在
西门子 过电压抑制器,RC-链节,127-240VAC,150-250VDC用于辅助和电机接触器尺寸S00；3RT29161CD00 | Siemens overvoltage suppressor, RC-link, 127-240VAC, 150-250VDC for auxiliary and motor contactor size S00; 3RT29161CD00 | 3rt29161cd00 | 3RT29161CD00 |  | e4669d658c1674d7.jpg.avif | ✅ 存在
西门子 微型断路器；5SL6 1P C2 | Siemens miniature circuit breaker; 5SL6 1P C2 | 5sl61027cc | 5SL6 1P C2 | 次日发货 | c9a99d7ec58c831e.jpg.avif | ✅ 存在
西门子 3RQ0系列 插拔针式继电器附件 浪涌抑制器 RC电路 110-240V AC；3RQ00900DA21 | Siemens 3RQ0 series plug-in pin relay accessories surge suppressor RC circuit 110-240V AC; 3RQ00900DA21 | 3rq00900da21 | 3RQ00900DA21 |  | dfa79e03120d069d.jpg.avif | ✅ 存在
西门子 辅助开关正面,3NO+1NC电流路径1NC,1NO,1NO,1NO用于3RH2和3RT2螺栓型端子连接；3RH29111HA31 | Siemens auxiliary switch front, 3NO+1NC current path 1NC, 1NO, 1NO, 1NO for 3RH2 and 3RT2 screw terminal connection; 3RH29111HA31 | 3rh29111ha31 | 3RH29111HA31 |  | 6aff7e32c75139c8.jpg.avif | ✅ 存在
西门子 接触器110VAC50/60HZ 4kW 400V辅助触点：1个常闭触点,3极规格S00螺丝端子；3RT60161AF02 | Siemens contactor 110VAC50/60HZ 4kW 400V auxiliary contact: 1 normally closed contact, 3-pole specification S00 screw terminal; 3RT60161AF02 | 3rt60161af02 | 3RT60161AF02 | 次日发货 | bbcd979f2a5995f5.jpg.avif | ✅ 存在
西门子 发光按钮,22mm,圆形,金属,高光,透明,按钮,平,键控式；3SU10510AB700AA0 | Siemens illuminated button, 22mm, round, metal, high-gloss, transparent, button, flat, keyed; 3SU10510AB700AA0 | 3su10510ab700aa0 | 3SU10510AB700AA0 | 次日发货 | cd94e8073c6b3ae4.jpg.avif | ✅ 存在
西门子 3RU7系列热过载继电器 11…16A 脱扣等级:10 规格S0 用于3RU7025-3RU7027 触点1NO+1NC | Siemens 3RU7 series thermal overload relay 11...16A Trip level: 10 Specification S0 for 3RU7025-3RU7027 Contact 1NO+1NC | 3ru71264ab0 | 3RU71264AB0 | 次日发货 | 87e5d76bd20b7a09.jpg.avif | ✅ 存在
西门子 3RU7系列热过载继电器 2.8…4A 脱扣等级:10 规格S00 用于3RU7014-3RU7017 触点1NO+1NC | Siemens 3RU7 series thermal overload relay 2.8...4A Trip level: 10 Specification S00 for 3RU7014-3RU7017 Contact 1NO+1NC | 3ru71161eb0 | 3RU71161EB0 | 次日发货 | 87e5d76bd20b7a09.jpg.avif | ❌ 不存在
西门子 ET-5SY国产 插针母线防触电危险,16mm21相+HS,L=1016mm无端盖；5ST37030CC | Siemens ET-5SY domestic pin busbar to prevent electric shock hazard, 16mm 21 phases + HS, L = 1016mm without end cover; 5ST37030CC | 5st37030cc | 5ST37030CC | 次日发货 | cb3adf9e67cc7ab5.jpg.avif | ✅ 存在
西门子 SITOR熔断片,含开槽的刀形触头,NH1,输入：315A,aR,UnAC：1000V,前端标示警报器；3NE NH1 315A 1000V AC aR 开槽刀形触刀 | Siemens SITOR fuse link, with slotted blade contact, NH1, input: 315A, aR, UnAC: 1000V, front-end marked alarm; 3NE NH1 315A 1000V AC aR slotted blade contact | 3ne32300b | 3NE NH1 315A 1000V AC aR 开槽刀形触刀 | 3日发货 | 672c3391c3aed849.jpg.avif | ✅ 存在
西门子 功率接触器,7A,3kW,1NO,24VDC,3极,尺寸S00螺栓型端子连接；3RT20151BB41 | Siemens power contactor, 7A, 3kW, 1NO, 24VDC, 3 pole, size S00 screw terminal connection; 3RT20151BB41 | 3rt20151bb41 | 3RT20151BB41 | 次日发货 | acf41784b707b3e3.jpg.avif | ✅ 存在
西门子 接触器AC50/60HZ220V 250A 132kW 辅助开关：2个常开触点+2个常闭触点,规格10螺纹连接；3TS54220XN2 | Siemens contactor AC50/60HZ220V 250A 132kW auxiliary switch: 2 normally open contacts + 2 normally closed contacts, specification 10 threaded connection; 3TS54220XN2 | 3ts54220xn2 | 3TS54220XN2 | 次日发货 | cdf5651963d7760e.jpg.avif | ✅ 存在
西门子 电动机保护断路器0.24-0.4A用于电机保护带螺丝端子Icu：100kA,辅助触点：1个常开触点+1个常闭触点；3VS13401MD00 | Siemens motor protection circuit breaker 0.24-0.4A for motor protection with screw terminal Icu: 100kA, auxiliary contact: 1 normally open contact + 1 normally closed contact; 3VS13401MD00 | 3vs13401md00 | 3VS13401MD00 | 次日发货 | 0!450450.jpg | ❌ 不存在
西门子 过载继电器7...10A规格S2,等级10,安装至接触器,主电路：螺丝端子,辅助电路：螺丝端子；3RU51361JB0 | Siemens overload relay 7...10A size S2, class 10, mounted to contactor, main circuit: screw terminals, auxiliary circuit: screw terminals; 3RU51361JB0 | 3ru51361jb0 | 3RU51361JB0 | 次日发货 | f5f9477ad7386cad.jpg.avif | ✅ 存在
西门子 接触器230VAC50HZ 11kW 400V辅助触点1个常开触点+1个常闭触点,3极规格S0螺丝端子；3RT60261AP00 | Siemens contactor 230VAC50HZ 11kW 400V auxiliary contact 1 normally open contact + 1 normally closed contact, 3-pole specification S0 screw terminal; 3RT60261AP00 | 3rt60261ap00 | 3RT60261AP00 | 次日发货 | be05db85a33d87f6.jpg.avif | ❌ 不存在
西门子 接触器230VAC50HZ 22kW 400V,3极规格S2螺丝端子；3RT50361AP00 | Siemens contactor 230VAC50HZ 22kW 400V, 3-pole specification S2 screw terminal; 3RT50361AP00 | 3rt50361ap00 | 3RT50361AP00 | 次日发货 | 42dbc41a40c468c4.jpg.avif | ❌ 不存在
西门子 电动机保护断路器28-40A,A脱扣器28-40A,用于电机保护,等级10,短路,脱扣器520A,螺钉终端；3RV50314FA10 | Siemens motor protection circuit breaker 28-40A, A release 28-40A, for motor protection, class 10, short circuit, release 520A, screw terminal; 3RV50314FA10 | 3rv50314fa10 | 3RV50314FA10 | 次日发货 | 7306286782cb3dfb.jpg.avif | ✅ 存在
西门子 接触器220VAC50HZ 30kW 400V,3极规格S3螺丝端子；3RT50441AM00 | Siemens contactor 220VAC50HZ 30kW 400V, 3-pole specification S3 screw terminal; 3RT50441AM00 | 3rt50441am00 | 3RT50441AM00 | 次日发货 | 93bca71225b703c7.jpg.avif | ❌ 不存在
西门子 NH熔断片,NH1,输入：200A,gG,UnAC：500V,UnDC：440V,前端标示警报器,导电握耳；3NA3 1 200A 500V AC/440V DC gL/gG | Siemens NH fuse, NH1, input: 200A, gG, UnAC: 500V, UnDC: 440V, front-end marked alarm, conductive grip; 3NA3 1 200A 500V AC/440V DC gL/gG | 3na3140 | 3NA3 1 200A 500V AC/440V DC gL/gG | 当日发货 | 26cce1f097b408ab.jpg.avif | ✅ 存在
西门子 微型断路器 10A 1P B 10kA；5SY4 1P B10A | Siemens miniature circuit breaker 10A 1P B 10kA; 5SY4 1P B10A | 5sy41106 | 5SY4 1P B10 10kA | 次日发货 | cb239bb0270551fe.jpg.avif | ✅ 存在
西门子 微型断路器；H20 3D 20A | Siemens miniature circuit breaker; H20 3D 20A | 5th63208cc | H20 3D 20A | 次日发货 | e8df4634dfa76f5e.jpg.avif | ✅ 存在
西门子 电动机保护断路器32A,A脱扣器27-32A,N脱扣器400A,用于电机保护,等级10,螺纹连接,；3RV60214EA10 | Siemens motor protection circuit breaker 32A, A release 27-32A, N release 400A, used for motor protection, level 10, threaded connection,; 3RV60214EA10 | 3rv60214ea10 | 3RV60214EA10 | 次日发货 | 5f9028f67d507d41.jpg.avif | ✅ 存在
西门子 过载继电器0.28...0.40A规格S00,等级10,安装至接触器,主电路：螺丝端子,辅助电路：螺丝端子；3RU61160EB0 | Siemens overload relay 0.28...0.40A specification S00, class 10, mounted to contactor, main circuit: screw terminals, auxiliary circuit: screw terminals; 3RU61160EB0 | 3ru61160eb0 | 3RU61160EB0 | 次日发货 | 450025b8115a63df.jpg.avif | ✅ 存在
西门子 过载继电器0.90...1.25A规格S00,等级10,独立安装,主电路：螺丝端子,辅助电路：螺丝端子；3RU61160KB1 | Siemens overload relay 0.90...1.25A specification S00, level 10, independent installation, main circuit: screw terminal, auxiliary circuit: screw terminal; 3RU61160KB1 | 3ru61160kb1 | 3RU61160KB1 | 次日发货 | f13550df321a7dfd.jpg.avif | ✅ 存在
西门子 接触器24VDC 22kW 400V,3极规格S2螺丝端子；3RT50361BB40 | Siemens contactor 24VDC 22kW 400V, 3-pole specification S2 screw terminal; 3RT50361BB40 | 3rt50361bb40 | 3RT50361BB40 | 次日发货 | 42dbc41a40c468c4.jpg.avif | ❌ 不存在
西门子 模拟监控继电器相序监视3x320...500VAC50-60Hz2个转换触点螺栓型端子连接；3UG45111BP20 | Siemens analog monitoring relay phase sequence monitoring 3x320...500VAC50-60Hz 2 changeover contacts bolt-type terminal connection; 3UG45111BP20 | 3ug45111bp20 | 3UG45111BP20 | 次日发货 | 51d97667aea8d78b.jpg.avif | ✅ 存在
西门子 过载继电器14...20A规格S0,等级10,独立安装,主电路：螺丝端子,辅助电路：螺丝端子；3RU61264BB1 | Siemens overload relay 14...20A specification S0, level 10, independent installation, main circuit: screw terminal, auxiliary circuit: screw terminal; 3RU61264BB1 | 3ru61264bb1 | 3RU61264BB1 | 次日发货 | 115f5ebc3f2940f9.jpg.avif | ✅ 存在
西门子 电动机保护断路器3.2-5A用于电机保护带螺丝端子Icu：100kA,辅助触点：1个常开触点+1个常闭触点；3VS13401NJ00 | Siemens motor protection circuit breaker 3.2-5A for motor protection with screw terminal Icu: 100kA, auxiliary contact: 1 normally open contact + 1 normally closed contact; 3VS13401NJ00 | 3vs13401nj00 | 3VS13401NJ00 | 次日发货 | 0555a9d5b39dd72d.jpg.avif | ✅ 存在
西门子 微型断路器；H20 3D 10A | Siemens miniature circuit breaker; H20 3D 10A | 5th63108cc | H20 3D 10A | 次日发货 | 3daf7f21be254100.jpg.avif | ✅ 存在
西门子 G120控制单元CU240E-2E-型配备安全集成STORS-485-接口,USS-协议6DI,3DO,2AI,2AO,最大1F-DIPTC/KTY接口USB和SD/MMC接口；6SL32440BB121BA1 | Siemens G120 control unit CU240E-2E-type equipped with safety integrated STORS-485-interface, USS-protocol 6DI, 3DO, 2AI, 2AO, maximum 1F-DIPTC/KTY interface USB and SD/MMC interface; 6SL32440BB121BA1 | 6sl32440bb121ba1 | 6SL32440BB121BA1 |  | 4eb32ce656c6ec74.jpg.avif | ✅ 存在
西门子 接触器AC50Hz,110V 9A 4kW 辅助触点：1个常开触点,规格0；3TS30100XF0 | Siemens contactor AC50Hz, 110V 9A 4kW auxiliary contact: 1 normally open contact, specification 0; 3TS30100XF0 | 3ts30100xf0 | 3TS30100XF0 | 次日发货 | b8f6a9e1d0678684.jpg.avif | ❌ 不存在
西门子 ET-5SY国产 超高分断型 微型断路器 16A 1P C 25kA；5SY7 1P C16 25KA | Siemens ET-5SY domestic ultra-high breaking type miniature circuit breaker 16A 1P C 25kA; 5SY7 1P C16 25KA | 5sy71167cc | 5SY7 1P C16 25KA | 次日发货 | ca9fd861543259bd.jpg.avif | ✅ 存在
西门子 接触器DC110V 4kW 400V辅助触点：1个常开触点,3极规格S00螺丝端子；3RT60161BF41 | Siemens contactor DC110V 4kW 400V auxiliary contact: 1 normally open contact, 3-pole specification S00 screw terminal; 3RT60161BF41 | 3rt60161bf41 | 3RT60161BF41 | 次日发货 | 575292528f33caee.jpg.avif | ❌ 不存在
西门子 接触器16、8..30VDC 4kW 400V,3极规格S00螺丝端子；3RT60161KB42 | Siemens contactor 16, 8..30VDC 4kW 400V, 3-pole specification S00 screw terminal; 3RT60161KB42 | 3rt60161kb42 | 3RT60161KB42 | 次日发货 | 575292528f33caee.jpg.avif | ❌ 不存在
西门子 过载继电器36...45A规格S2,等级10,安装至接触器,主电路：螺丝端子,辅助电路：螺丝端子；3RU51364GB0 | Siemens overload relay 36...45A size S2, class 10, mounted to contactor, main circuit: screw terminals, auxiliary circuit: screw terminals; 3RU51364GB0 | 3ru51364gb0 | 3RU51364GB0 | 次日发货 | 4a54cda016ffc42e.jpg.avif | ✅ 存在
西门子 微型断路器；H20 3D 32A | Siemens miniature circuit breaker; H20 3D 32A | 5th63328cc | H20 3D 32A | 次日发货 | 4d953d1481b2a91d.jpg.avif | ✅ 存在
西门子 开关量输出；6ES71326BF010AA0 | Siemens switching output; 6ES71326BF010AA0 | 6es71326bf010aa0 | 6ES71326BF010AA0 | 次日发货 | c89d205e90e49cdf.jpg.avif | ✅ 存在
西门子 按钮,22mm,塑料,红色,按钮,平,键控式,带有支架1S,螺栓型端子连接；3SU11000AB201BA0 | Siemens push button, 22mm, plastic, red, push button, flat, keyed, with bracket 1S, screw terminal connection; 3SU11000AB201BA0 | 3su11000ab201ba0 | 3SU11000AB201BA0 | 次日发货 | f6d8ebaa4504ac60.jpg.avif | ✅ 存在
西门子 电动机保护断路器70-90A,A脱扣器70-90A,用于电机保护,等级10,短路,脱扣器1170A,螺钉终端；3RV50414LA10 | Siemens Motor protection circuit breaker 70-90A, A release 70-90A, for motor protection, class 10, short circuit, release 1170A, screw terminals; 3RV50414LA10 | 3rv50414la10 | 3RV50414LA10 | 次日发货 | 5831cf672dba6105.jpg.avif | ❌ 不存在
西门子 模拟量输入；6ES71346JD000CA1 | Siemens analog input; 6ES71346JD000CA1 | 6es71346jd000ca1 | 6ES71346JD000CA1 | 次日发货 | 445d8458200b2958.jpg.avif | ✅ 存在
西门子 SINAMICS V20 3AC 380V变频器,无内置滤波器,1台/箱 1.1kW AC380-480V；6SL3210-5BE21-1UV0 | Siemens SINAMICS V20 3AC 380V inverter, no built-in filter, 1 unit/box 1.1kW AC380-480V; 6SL3210-5BE21-1UV0 | 6sl32105be211uv0 | 6SL3210-5BE21-1UV0 | 次日发货 | ab6f8a273981f686.jpg.avif | ✅ 存在
西门子 功率接触器,25A,11kW,2NO+2NC,24VDC,3极,尺寸S0螺栓型端子连接辅助开关可松开；3RT20261BB44 | Siemens power contactor, 25A, 11kW, 2NO+2NC, 24VDC, 3 pole, size S0 screw terminal connection auxiliary switch can be released; 3RT20261BB44 | 3rt20261bb44 | 3RT20261BB44 | 次日发货 | e80233ea93fabc57.jpg.avif | ✅ 存在
西门子 接触器230VAC50/60HZ 37kW 400V,3极规格S3螺丝端子；3RT50451AL20 | Siemens contactor 230VAC50/60HZ 37kW 400V, 3-pole specification S3 screw terminal; 3RT50451AL20 | 3rt50451al20 | 3RT50451AL20 | 次日发货 | 93bca71225b703c7.jpg.avif | ❌ 不存在
西门子 电动机保护断路器32A,额定电流32A,N脱扣器400A,用于起动器组合,螺纹连接,；3RV63214EC10 | Siemens motor protection circuit breaker 32A, rated current 32A, N tripper 400A, for starter combination, threaded connection,; 3RV63214EC10 | 3rv63214ec10 | 3RV63214EC10 | 次日发货 | 8beb8d97d3125d62.jpg.avif | ✅ 存在
西门子 ET-5SY国产 微型断路器 2A 3P D 6kA；5SY6 3P D2 | Siemens ET-5SY domestic miniature circuit breaker 2A 3P D 6kA; 5SY6 3P D2 | 5sy63028cc | 5SY6 3P D2 | 次日发货 | e5858c45157f8c3e.jpg.avif | ✅ 存在
西门子 ET-5SY国产 微型断路器 80A 1P C 6kA；5SY6 1P C80 | Siemens ET-5SY domestic miniature circuit breaker 80A 1P C 6kA; 5SY6 1P C80 | 5sy61807cc | 5SY6 1P C80 | 当日发货 | 0d1dcb415902b8c0.jpg.avif | ✅ 存在
西门子 时间继电器,电子响应延迟1个转换触点,1个时间范围15-30s12-240VAC/DCAC50/60Hz时带有LED,螺栓型端子连接；3RP25121AW30 | Siemens time relay, electronic response delay 1 changeover contact, 1 time range 15-30s12-240VAC/DCAC50/60Hz with LED, screw terminal connection; 3RP25121AW30 | 3rp25121aw30 | 3RP25121AW30 | 次日发货 | ec00f29dc109e7e1.jpg.avif | ✅ 存在
西门子 热过载继电器120-150A规格S6,等级10,用于单独安装,主电路：螺丝端子,辅助电路：螺丝端子；3RU51563KB2 | Siemens thermal overload relay 120-150A specification S6, level 10, for separate installation, main circuit: screw terminal, auxiliary circuit: screw terminal; 3RU51563KB2 | 3ru51563kb2 | 3RU51563KB2 | 次日发货 | 5ceb0972ecb4d9c9.jpg.avif | ✅ 存在
西门子 指示灯头,22mm,圆形,金属,高光,红色,透镜,平滑；3SU10516AA200AA0 | Siemens indicator light head, 22mm, round, metal, high gloss, red, lens, smooth; 3SU10516AA200AA0 | 3su10516aa200aa0 | 3SU10516AA200AA0 | 次日发货 | 8a5cda1098a47625.jpg.avif | ✅ 存在
西门子 紧凑型变频器,不带内置滤波器 轻载18.5kW/重载15kW AC380-480V；6SL32101KE238UF1 | Siemens compact inverter without built-in filter, light load 18.5kW/heavy load 15kW AC380-480V; 6SL32101KE238UF1 | 6sl32101ke238uf1 | 6SL32101KE238UF1 | 次日发货 | 62f9bfa180705c7f.jpg.avif | ✅ 存在
西门子 紧凑型变频器,不带内置滤波器 轻载15kW/重载11kW AC380-480V；6SL32101KE232UF1 | Siemens compact inverter without built-in filter, light load 15kW/heavy load 11kW AC380-480V; 6SL32101KE232UF1 | 6sl32101ke232uf1 | 6SL32101KE232UF1 | 次日发货 | 84a2a63186b9d080.jpg.avif | ✅ 存在
西门子 V90低惯量伺服电机；1FL60242AF211LA1 | Siemens V90 low inertia servo motor; 1FL60242AF211LA1 | 1fl60242af211la1 | 1FL60242AF211LA1 |  | 0!450450.jpg | ❌ 不存在
西门子 SINAMICS V20 3AC 380V变频器,无内置滤波器 0.55kW AC380-480V；6SL3210-5BE15-5UV0 | Siemens SINAMICS V20 3AC 380V inverter, no built-in filter 0.55kW AC380-480V; 6SL3210-5BE15-5UV0 | 6sl32105be155uv0 | 6SL3210-5BE15-5UV0 | 次日发货 | 847f5f750eca7edc.jpg.avif | ✅ 存在
西门子 SINAMICS V20 3AC 380V变频器,无内置滤波器 轻载22kW/重载18.5kW AC380-480V；6SL3210-5BE31-8UV0 | Siemens SINAMICS V20 3AC 380V inverter, no built-in filter, light load 22kW/heavy load 18.5kW AC380-480V; 6SL3210-5BE31-8UV0 | 6sl32105be318uv0 | 6SL3210-5BE31-8UV0 | 次日发货 | 268889275e9f4888.jpg.avif | ✅ 存在
西门子 紧凑型变频器,不带内置滤波器 轻载3kW/重载2.2kW AC380-480V；6SL32101KE175UF1 | Siemens compact inverter without built-in filter, light load 3kW/heavy load 2.2kW AC380-480V; 6SL32101KE175UF1 | 6sl32101ke175uf1 | 6SL32101KE175UF1 | 次日发货 | 4ab37588bdfa7cb2.jpg.avif | ✅ 存在
西门子 紧凑型变频器,不带内置滤波器 轻载4kW/重载3kW AC380-480V；6SL32101KE188UF1 | Siemens compact inverter, without built-in filter, light load 4kW/heavy load 3kW AC380-480V; 6SL32101KE188UF1 | 6sl32101ke188uf1 | 6SL32101KE188UF1 | 次日发货 | 3d3d88ea059896fa.jpg.avif | ✅ 存在
西门子 G120XA变频器无操作面板 55kW AC380-440V；6SL32201YD400UB0 | Siemens G120XA inverter without operation panel 55kW AC380-440V; 6SL32201YD400UB0 | 6sl32201yd400ub0 | 6SL32201YD400UB0 | 次日发货 | 11325f2ffb96c192.jpg.avif | ✅ 存在
西门子 电动机保护断路器1.25A,A脱扣器0.9-1.25A,N脱扣器26A,用于变压器保护,螺纹连接,；3RV64110KA10 | Siemens motor protection circuit breaker 1.25A, A release 0.9-1.25A, N release 26A, used for transformer protection, threaded connection,; 3RV64110KA10 | 3rv64110ka10 | 3RV64110KA10 | 次日发货 | fb99169affbeea75.jpg.avif | ✅ 存在
西门子 时间继电器,电子返回延迟无控制信号或过程安全接通脉冲单次触发零电压安全7个时间范围0.05-600sAC/DC12-240V,2个转换触点AC50/60Hz时带有LED,螺栓型端子连接；3RP25401BW30 | Siemens time relay, electronic return delay without control signal or process safety switch-on pulse single trigger zero voltage safety 7 time ranges 0.05-600sAC/DC12-240V, 2 changeover contacts with LED at AC50/60Hz, screw terminal connection; 3RP25401BW30 | 3rp25401bw30 | 3RP25401BW30 | 次日发货 | 5a6c9f031e90c5ca.jpg.avif | ✅ 存在
西门子 空壳用于按钮2个命令点灰色；3SB69K2GY | Siemens empty shell for button 2 command points gray; 3SB69K2GY | 3sb68120aa100ba0 | 3SB69K2GY | 次日发货 | 3c9bd9437de6ceb3.jpg.avif | ✅ 存在
西门子 过载继电器18...25A规格S2,等级10,安装至接触器,主电路：螺丝端子,辅助电路：螺丝端子；3RU51364DB0 | Siemens overload relay 18...25A size S2, class 10, mounted to contactor, main circuit: screw terminals, auxiliary circuit: screw terminals; 3RU51364DB0 | 3ru51364db0 | 3RU51364DB0 | 次日发货 | 3c773e360b64484d.jpg.avif | ✅ 存在
西门子 门联锁旋转驱动标准IECIP65带门联锁附件,用于：3VM250；3VM92170FK21 | Siemens door interlock rotary drive standard IECIP65 with door interlock accessories, used for: 3VM250; 3VM92170FK21 | 3vm92170fk21 | 3VM92170FK21 | 次日发货 | b43d6d3b6bc5fb0e.jpg.avif | ✅ 存在
西门子 S7-1200,数字输出SB1222,4数字输出,24VDC200kHz；6ES72221BD300XB0 | Siemens S7-1200, digital output SB1222, 4 digital outputs, 24VDC200kHz; 6ES72221BD300XB0 | 6es72221bd300xb0 | 6ES72221BD300XB0 | 次日发货 | 0b514e181d2d0a6b.jpg.avif | ✅ 存在
西门子 模拟量输入,8AI,U,基本型,适用A0或A1型基座单元；6ES71346FF000AA1 | Siemens analog input, 8AI, U, basic type, suitable for A0 or A1 type base unit; 6ES71346FF000AA1 | 6es71346ff000aa1 | 6ES71346FF000AA1 | 次日发货 | e48e68626924030e.jpg.avif | ✅ 存在
西门子 SIMATIC S7-300 调节电源,PS307输入:AC120/230V 输出:DC24V/5A；6ES73071EA010AA0 | Siemens SIMATIC S7-300 regulated power supply, PS307 input: AC120/230V output: DC24V/5A; 6ES73071EA010AA0 | 6es73071ea010aa0 | 6ES73071EA010AA0 | 次日发货 | b7bd6d33a186ccbd.jpg.avif | ✅ 存在
西门子 SCALANCE XC208可管理层面2IE交换机；6GK52080BA002AC2 | Siemens SCALANCE XC208 managed layer 2IE switch; 6GK52080BA002AC2 | 6gk52080ba002ac2 | 6GK52080BA002AC2 | 次日发货 | fa064b754e5039f0.jpg.avif | ✅ 存在
西门子 模拟量输入模块；6ES73317KF020AB0 | Siemens analog input module; 6ES73317KF020AB0 | 6es73317kf020ab0 | 6ES73317KF020AB0 | 次日发货 | beb9b92e1e5addae.jpg.avif | ✅ 存在
西门子 功率接触器,32A,15kW,1NO+1NC,AC220V50/60Hz,3极,尺寸S0,螺栓型端子连接；3RT20271AN20 | Siemens power contactor, 32A, 15kW, 1NO+1NC, AC220V50/60Hz, 3 pole, size S0, screw terminal connection; 3RT20271AN20 | 3rt20271an20 | 3RT20271AN20 | 次日发货 | 57b04ea9c5a07b6d.jpg.avif | ✅ 存在
西门子 塑壳断路器 极数3P 额定电流100A 额定极限分断能力25kA 脱扣器类型TM210；3VA1N100R100TM210F/3P | Siemens molded case circuit breaker, pole number 3P, rated current 100A, rated limit breaking capacity 25kA, tripper type TM210; 3VA1N100R100TM210F/3P | 3va10103ed320aa0 | 3VA1N100R100TM210F/3P | 次日发货 | 8643ae3c6b7aa234.jpg.avif | ✅ 存在
西门子 功率接触器,12A,5.5kW,1NC,24VDC,3极,尺寸S00螺栓型端子连接；3RT20171BB42 | Siemens power contactor, 12A, 5.5kW, 1NC, 24VDC, 3 pole, size S00 screw terminal connection; 3RT20171BB42 | 3rt20171bb42 | 3RT20171BB42 | 次日发货 | 55175b567f8b6105.jpg.avif | ✅ 存在
西门子 ET-5SY国产 电子式剩余电流模块,2极,型号AC,内：40A,30mA；5SM9 电子式 AC 30mA 2P 40A | Siemens ET-5SY domestic electronic residual current module, 2 poles, model AC, internal: 40A, 30mA; 5SM9 electronic AC 30mA 2P 40A | 5sm93220kk | 5SM9 电子式 AC 30mA 2P 40A | 次日发货 | e0b221452d2b6292.jpg.avif | ✅ 存在
西门子 3RQ0系列 插拔针式继电器 纤薄款 AC230V 2CO 8A 带机械指示、LED和测试拨杆；3RQ00620DL22 | Siemens 3RQ0 series plug-in pin type relay slim model AC230V 2CO 8A with mechanical indicator, LED and test lever; 3RQ00620DL22 | 3rq00620dl22 | 3RQ00620DL22 | 3日发货 | d591b9b60d035f82.jpg.avif | ✅ 存在
西门子 接触器AC50/60Hz,220V 25A 11kW 辅助触点：1个常开触点+1个常闭触点,规格1；3TS33110XN2 | Siemens contactor AC50/60Hz, 220V 25A 11kW auxiliary contact: 1 normally open contact + 1 normally closed contact, specification 1; 3TS33110XN2 | 3ts33110xn2 | 3TS33110XN2 | 次日发货 | dd601ff5d00a987b.jpg.avif | ✅ 存在
西门子 功率接触器,7A,3kW,1NO,24VDC,3极,尺寸S00笼卡式连接；3RT20152BB41 | Siemens power contactor, 7A, 3kW, 1NO, 24VDC, 3 pole, size S00 cage card connection; 3RT20152BB41 | 3rt20152bb41 | 3RT20152BB41 | 次日发货 | fef94a4fb5a94211.jpg.avif | ✅ 存在
西门子 功率接触器,25A,11kW,1NO+1NC,24VDC,3极,尺寸S0螺栓型端子连接；3RT20261BB40 | Siemens power contactor, 25A, 11kW, 1NO+1NC, 24VDC, 3 pole, size S0 screw terminal connection; 3RT20261BB40 | 3rt20261bb40 | 3RT20261BB40 | 次日发货 | 921bd870b61ae190.jpg.avif | ✅ 存在
西门子 功率接触器,12A,5.5kW,1NC,24VDC,3极,尺寸S00笼卡式连接；3RT20172BB42 | Siemens power contactor, 12A, 5.5kW, 1NC, 24VDC, 3 pole, size S00 cage card connection; 3RT20172BB42 | 3rt20172bb42 | 3RT20172BB42 | 次日发货 | e95747079bd2326a.jpg.avif | ✅ 存在
西门子 触点模块带1个开关元件,1NC,螺栓型端子连接,用于底部固定安装,；3SU14002AA101CA0 | Siemens contact module with 1 switching element, 1NC, screw terminal connection, for fixed installation on the bottom, 3SU14002AA101CA0 | 3su14002aa101ca0 | 3SU14002AA101CA0 |  | 7d7390fed774942a.jpg.avif | ✅ 存在
西门子 接触器AC50HZ,220V 18A 7.5kW 辅助触点：1个常闭触点,规格0；3TS32010XM0 | Siemens contactor AC50HZ, 220V 18A 7.5kW auxiliary contact: 1 normally closed contact, specification 0; 3TS32010XM0 | 3ts32010xm0 | 3TS32010XM0 | 次日发货 | 0b43890768867216.jpg.avif | ✅ 存在
西门子 外壳用于指令装置,22mm,圆形,外壳材料塑料,外壳顶端部分灰色,2个塑料指令点,用于安装标牌的凹陷处,无装备；3SU18020AA000AB1 | Siemens Housing for command device, 22mm, round, housing material plastic, top part of housing gray, 2 plastic command points, recess for mounting signs, no equipment; 3SU18020AA000AB1 | 3su18020aa000ab1 | 3SU18020AA000AB1 | 次日发货 | c9a624d100258a76.jpg.avif | ✅ 存在
西门子 微型断路器；5SL6 3P D10 | Siemens miniature circuit breaker; 5SL6 3P D10 | 5sl63108cc | 5SL6 3P D10 | 次日发货 | f064918808617036.jpg.avif | ✅ 存在
西门子 ET-5SY国产 微型断路器 0.5A 2P C 6kA；5SY6 2P C0.5 | Siemens ET-5SY domestic miniature circuit breaker 0.5A 2P C 6kA; 5SY6 2P C0.5 | 5sy62057cc | 5SY6 2P C0.5 | 次日发货 | 174ac19b64725ffe.jpg.avif | ❌ 不存在
西门子 LVHRC熔丝LINKGG/gL+NON-INSULATEDGRIPLUGS尺寸000,32A,500V；3NA38122C | Siemens LVHRC fuse LINKGG/gL+NON-INSULATEDGRIPLUGS size 000, 32A, 500V; 3NA38122C | 3na38122c | 3NA38122C | 当日发货 | c62e96067981a98f.jpg.avif | ✅ 存在
西门子 功率接触器,17A,7.5kW,1NO+1NC,24VDC,3极,尺寸S0螺栓型端子连接；3RT20251BB40 | Siemens power contactor, 17A, 7.5kW, 1NO+1NC, 24VDC, 3 pole, size S0 screw terminal connection; 3RT20251BB40 | 3rt20251bb40 | 3RT20251BB40 | 次日发货 | fd3def6b4acda1ce.jpg.avif | ✅ 存在
西门子 接触器AC50Hz,110V 18A 7.5kW 辅助触点：1个常闭触点,规格0；3TS32010XF0 | Siemens contactor AC50Hz, 110V 18A 7.5kW auxiliary contact: 1 normally closed contact, specification 0; 3TS32010XF0 | 3ts32010xf0 | 3TS32010XF0 | 次日发货 | 88c9c2fb875ae079.jpg.avif | ✅ 存在
西门子 3RQ0系列 插拔针式继电器附件 底座 分离型 带手指保护 弹簧端子 2CO 10A；3RQ00822AD04 | Siemens 3RQ0 series plug-in pin relay accessories base separate type with finger protection spring terminal 2CO 10A; 3RQ00822AD04 | 3rq00822ad04 | 3RQ00822AD04 |  | 63a56299ff77a38b.jpg.avif | ❌ 不存在
西门子 连接模块用于螺栓型端子电气和机械适用于3RV2.1/3RV2.2,和3RT2.2。AC运行；3RA29211AA00 | Siemens connection modules for electrical and mechanical screw terminals suitable for 3RV2.1/3RV2.2, and 3RT2.2. AC operation; 3RA29211AA00 | 3ra29211aa00 | 3RA29211AA00 |  | 2b49f24322048511.jpg.avif | ✅ 存在
西门子 微型断路器；5SL6 3P C20 | Siemens miniature circuit breaker; 5SL6 3P C20 | 5sl63207cc | 5SL6 3P C20 | 次日发货 | e32b0498fec70f6f.jpg.avif | ✅ 存在
西门子 过载继电器1.4...2.0A规格S00,等级10,安装至接触器,主电路：螺丝端子,辅助电路：螺丝端子；3RU61161BB0 | Siemens overload relay 1.4...2.0A size S00, class 10, mounted to contactor, main circuit: screw terminals, auxiliary circuit: screw terminals; 3RU61161BB0 | 3ru61161bb0 | 3RU61161BB0 | 次日发货 | af345052f361c9da.jpg.avif | ✅ 存在
西门子 过载继电器2.8...4.0A规格S00,等级10,独立安装,主电路：螺丝端子,辅助电路：螺丝端子；3RU61161EB1 | Siemens overload relay 2.8...4.0A specification S00, level 10, independent installation, main circuit: screw terminal, auxiliary circuit: screw terminal; 3RU61161EB1 | 3ru61161eb1 | 3RU61161EB1 | 当日发货 | 35cfeb4f7987859a.jpg.avif | ✅ 存在
西门子 电涌抑制器,DC12...250V,抑制二极管用于电机接触器和接触器继电器尺寸S00；3RT69161DG00 | Siemens surge suppressor, DC12...250V, suppression diode for motor contactors and contactor relay size S00; 3RT69161DG00 | 3rt69161dg00 | 3RT69161DG00 |  | f6b19dd567345639.jpg.avif | ✅ 存在
西门子 功率接触器,9A,4kW,1NC,24VDC,带二极管集成,3极,尺寸S00,笼卡式连接；3RT20162FB42 | Siemens power contactor, 9A, 4kW, 1NC, 24VDC, with integrated diode, 3 poles, size S00, cage connection; 3RT20162FB42 | 3rt20162fb42 | 3RT20162FB42 | 次日发货 | 709f6121424081c6.jpg.avif | ✅ 存在
西门子 蜂鸣器,22mm,塑料圆形,连续蜂鸣连续发光24VAC/DC,红色；3SB6213-7AA20-1AA0 | Siemens buzzer, 22mm, plastic round, continuous buzzing, continuous lighting 24VAC/DC, red; 3SB6213-7AA20-1AA0 | 3sb62137aa201aa0 | 3SB6213-7AA20-1AA0 | 次日发货 | b15276fc4da8595b.jpg.avif | ✅ 存在
西门子 耦合接触器继电器,24VDC,3个常开触点+1个常闭触点,带插入式压敏电阻规格S00,螺丝端子；3RH61311KB40 | Siemens coupling contactor relay, 24VDC, 3 NO contacts + 1 NC contact, with plug-in varistor size S00, screw terminals; 3RH61311KB40 | 3rh61311kb40 | 3RH61311KB40 | 次日发货 | 8ea2872da60f332d.jpg.avif | ✅ 存在
西门子 接触器AC50Hz,24V 9A 4kW 辅助触点：1个常开触点,规格0；3TS30100XB0 | Siemens contactor AC50Hz, 24V 9A 4kW auxiliary contact: 1 normally open contact, specification 0; 3TS30100XB0 | 3ts30100xb0 | 3TS30100XB0 | 次日发货 | b8f6a9e1d0678684.jpg.avif | ❌ 不存在
西门子 微型断路器；5SL6 1P C1 | Siemens miniature circuit breaker; 5SL6 1P C1 | 5sl61017cc | 5SL6 1P C1 | 次日发货 | 88b54a5e174aa49a.jpg.avif | ✅ 存在
西门子 附加标牌,德语/英语,47mmx17mm,附件用于主开关和急停开关开关3LD2；3LD9286-1A | Siemens additional signage, German/English, 47mmx17mm, accessory for main switch and emergency stop switch 3LD2; 3LD9286-1A | 3ld92861a | 3LD9286-1A |  | f17f6774446bb172.jpg.avif | ✅ 存在
西门子 蘑菇头急停按钮,22mm,圆形,塑料,红色,40mm,强制锁定,旋转解锁机制；3SU10001HB200AA0 | Siemens mushroom head emergency stop button, 22mm, round, plastic, red, 40mm, forced locking, rotation unlocking mechanism; 3SU10001HB200AA0 | 3su10001hb200aa0 | 3SU10001HB200AA0 | 次日发货 | 371f1983c5509a00.jpg.avif | ✅ 存在
西门子 发光按钮,22mm,圆形,金属,高光,绿色,按钮,平,键控式；3SU10510AB400AA0 | Siemens illuminated button, 22mm, round, metal, high-gloss, green, button, flat, keyed; 3SU10510AB400AA0 | 3su10510ab400aa0 | 3SU10510AB400AA0 | 次日发货 | 0b348e3f3a15762a.jpg.avif | ✅ 存在
西门子 3RQ0系列 插拔针式继电器 纤薄款 AC110V 2CO 8A 带机械指示、LED和测试拨杆；3RQ00620DF22 | Siemens 3RQ0 series plug-in pin type relay slim model AC110V 2CO 8A with mechanical indicator, LED and test lever; 3RQ00620DF22 | 3rq00620df22 | 3RQ00620DF22 | 4周发货 | 9ef142f7c560bd19.jpg.avif | ✅ 存在
西门子 接触器16、8..30VDC 4kW 400V,3极规格S00螺丝端子；3RT60161KF41 | Siemens contactor 16, 8..30VDC 4kW 400V, 3-pole specification S00 screw terminal; 3RT60161KF41 | 3rt60161kf41 | 3RT60161KF41 | 次日发货 | 575292528f33caee.jpg.avif | ❌ 不存在
西门子 接触器230VAC50HZ 7.5kW 400V辅助触点1个常开触点+1个常闭触点,3极规格S0螺丝端子；3RT60251AP00 | Siemens contactor 230VAC50HZ 7.5kW 400V auxiliary contact 1 normally open contact + 1 normally closed contact, 3-pole specification S0 screw terminal; 3RT60251AP00 | 3rt60251ap00 | 3RT60251AP00 | 次日发货 | be05db85a33d87f6.jpg.avif | ❌ 不存在
西门子 接触器AC50/60HZ220V 170A 90kW 辅助开关：2个常开触点+2个常闭触点,规格8螺纹连接；3TS52220XN2 | Siemens contactor AC50/60HZ220V 170A 90kW auxiliary switch: 2 normally open contacts + 2 normally closed contacts, specification 8 threaded connection; 3TS52220XN2 | 3ts52220xn2 | 3TS52220XN2 | 次日发货 | fd0022d02e8bbb69.jpg.avif | ✅ 存在
西门子 一体型信号灯,22mm,塑料,圆形,集成LED,380VAC红色；3SB62D8R | Siemens integrated signal light, 22mm, plastic, round, integrated LED, 380VAC red; 3SB62D8R | 3sb62186aa201aa0 | 3SB62D8R | 次日发货 | 76a2df6daae95d54.jpg.avif | ❌ 不存在
西门子 全套装置组合22mm塑料金属圆形按钮瞬时带扁平按钮带支架螺丝端子,1个常闭触点黑色；3SB6130-0AB10-1CA0 | Siemens complete device combination 22mm plastic metal round button momentary with flat button with bracket screw terminal, 1 normally closed contact black; 3SB6130-0AB10-1CA0 | 3sb61300ab101ca0 | 3SB6130-0AB10-1CA0 | 次日发货 | 199c7647a5a961d6.jpg.avif | ✅ 存在
西门子 接触器24VDC 7.5kW 400V辅助触点1个常开触点+1个常闭触点,3极规格S0螺丝端子；3RT60251KB40 | Siemens contactor 24VDC 7.5kW 400V auxiliary contact 1 normally open contact + 1 normally closed contact, 3-pole specification S0 screw terminal; 3RT60251KB40 | 3rt60251kb40 | 3RT60251KB40 | 次日发货 | be05db85a33d87f6.jpg.avif | ❌ 不存在
西门子 接触器DC110V 18.5kW 400V辅助触点1个常开触点+1个常闭触点,3极规格S0螺丝端子；3RT60281BF40 | Siemens contactor DC110V 18.5kW 400V auxiliary contact 1 normally open contact + 1 normally closed contact, 3-pole specification S0 screw terminal; 3RT60281BF40 | 3rt60281bf40 | 3RT60281BF40 | 次日发货 | be05db85a33d87f6.jpg.avif | ❌ 不存在
西门子 接触器110VAC50/60HZ 7.5kW 400V辅助触点1个常闭触点,3极规格S00螺丝端子；3RT60181AF02 | Siemens contactor 110VAC50/60HZ 7.5kW 400V auxiliary contact 1 normally closed contact, 3-pole specification S00 screw terminal; 3RT60181AF02 | 3rt60181af02 | 3RT60181AF02 | 次日发货 | 575292528f33caee.jpg.avif | ❌ 不存在
西门子 电动机保护断路器0.4-0.6A用于电机保护带螺丝端子Icu：100kA,辅助触点：1个常开触点+1个常闭触点；3VS13401ME00 | Siemens motor protection circuit breaker 0.4-0.6A for motor protection with screw terminal Icu: 100kA, auxiliary contact: 1 normally open contact + 1 normally closed contact; 3VS13401ME00 | 3vs13401me00 | 3VS13401ME00 | 次日发货 | 5134a8439fb3459a.jpg.avif | ✅ 存在
西门子 空壳用于按钮5个命令点灰色；3SB6815-0AA10-0BA0 | Siemens empty shell for button 5 command points gray; 3SB6815-0AA10-0BA0 | 3sb68150aa100ba0 | 3SB6815-0AA10-0BA0 | 次日发货 | 3c9bd9437de6ceb3.jpg.avif | ❌ 不存在
西门子 电动机保护断路器,结构尺寸S00用于电机保护,等级10,A脱扣器5.5-8A,N脱扣器104A笼卡式连接；3RV20111HA20 | Siemens motor protection circuit breaker, structure size S00 for motor protection, level 10, A release 5.5-8A, N release 104A cage card connection; 3RV20111HA20 | 3rv20111ha20 | 3RV20111HA20 | 次日发货 | ed296a19c73b00d9.jpg.avif | ✅ 存在
西门子 ET-5SY国产 微型断路器 4A 1P D 6kA；5SY6 1P D4 | Siemens ET-5SY domestic miniature circuit breaker 4A 1P D 6kA; 5SY6 1P D4 | 5sy61048cc | 5SY6 1P D4 | 当日发货 | 544beec962146f66.jpg.avif | ✅ 存在
西门子 3RQ0系列 插拔针式继电器附件 底座 分离型 带手指保护 弹簧端子 4CO 10A；3RQ00842AD02 | Siemens 3RQ0 series plug-in pin relay accessories base separate type with finger protection spring terminal 4CO 10A; 3RQ00842AD02 | 3rq00842ad02 | 3RQ00842AD02 |  | 63a56299ff77a38b.jpg.avif | ❌ 不存在
西门子 ET-5SY国产 微型断路器 6A 1P B 10kA；5SY4 1P B6A | Siemens ET-5SY domestic miniature circuit breaker 6A 1P B 10kA; 5SY4 1P B6A | 5sy41066cc | 5SY4 1P B6A | 次日发货 | 0d1dcb415902b8c0.jpg.avif | ❌ 不存在
西门子 ET-5SY国产 超高分断型 微型断路器 6A 1P C 30kA；5SY7 1P C6 30KA | Siemens ET-5SY domestic ultra-high breaking type miniature circuit breaker 6A 1P C 30kA; 5SY7 1P C6 30KA | 5sy71067cc | 5SY7 1P C6 30KA | 次日发货 | ca9fd861543259bd.jpg.avif | ❌ 不存在
西门子 接触器DC110V 5.5kW 400V辅助触点1个常开触点+1个常闭触点,3极规格S0螺丝端子；3RT60241BF40 | Siemens contactor DC110V 5.5kW 400V auxiliary contact 1 normally open contact + 1 normally closed contact, 3-pole specification S0 screw terminal; 3RT60241BF40 | 3rt60241bf40 | 3RT60241BF40 | 次日发货 | be05db85a33d87f6.jpg.avif | ❌ 不存在
西门子 辅助开关正面,2NO+2NC电流路径1NO,1NC,1NC,1NO用于辅助接触器尺寸S00螺栓型端子连接；3RH29111GA22 | Siemens auxiliary switch front, 2NO+2NC current path 1NO, 1NC, 1NC, 1NO for auxiliary contactor size S00 screw terminal connection; 3RH29111GA22 | 3rh29111ga22 | 3RH29111GA22 |  | 3081a81e42cbf33a.jpg.avif | ✅ 存在
西门子 电磁式剩余电流保护断路器 16A 1P+N C 4.5kA 30mA AC；5SU1 电磁式 AC 30mA 1P+N C16 4.5KA | Siemens electromagnetic residual current protection circuit breaker 16A 1P+N C 4.5kA 30mA AC; 5SU1 electromagnetic AC 30mA 1P+N C16 4.5KA | 5su13531kk16 | 5SU1 电磁式 AC 30mA 1P+N C16 4.5KA | 次日发货 | a749804fad64e52a.jpg.avif | ❌ 不存在
西门子 过载继电器3.5...5.0A规格S00,等级10,独立安装,主电路：螺丝端子,辅助电路：螺丝端子；3RU61161FB1 | Siemens overload relay 3.5...5.0A specification S00, level 10, independent installation, main circuit: screw terminal, auxiliary circuit: screw terminal; 3RU61161FB1 | 3ru61161fb1 | 3RU61161FB1 | 当日发货 | 9eaabdd11b6dbef8.jpg.avif | ✅ 存在
西门子 蜂鸣器,22mm,塑料圆形,连续蜂鸣连续发光220VAC,红色；3SB6216-7AA20-1AA0 | Siemens buzzer, 22mm, plastic round, continuous buzzing, continuous lighting 220VAC, red; 3SB6216-7AA20-1AA0 | 3sb62167aa201aa0 | 3SB6216-7AA20-1AA0 | 次日发货 | b15276fc4da8595b.jpg.avif | ❌ 不存在
西门子 接触器77...137、5VDC 7.5kW 400V辅助触点1个常开触点+1个常闭触点,3极规格S0螺丝端子；3RT60251KF40 | Siemens contactor 77...137, 5VDC 7.5kW 400V auxiliary contact 1 normally open contact + 1 normally closed contact, 3-pole specification S0 screw terminal; 3RT60251KF40 | 3rt60251kf40 | 3RT60251KF40 | 次日发货 | be05db85a33d87f6.jpg.avif | ❌ 不存在
西门子 ET-5SY国产 超高分断型 微型断路器 4A 1P C 30kA；5SY7 1P C4 30KA | Siemens ET-5SY domestic ultra-high breaking type miniature circuit breaker 4A 1P C 30kA; 5SY7 1P C4 30KA | 5sy71047cc | 5SY7 1P C4 30KA | 次日发货 | ca9fd861543259bd.jpg.avif | ❌ 不存在
西门子 接触器继电器,4个常开触点,AC24V,50/60Hz,规格S00,螺丝端子；3RH61401AB00 | Siemens contactor relay, 4 normally open contacts, AC24V, 50/60Hz, specification S00, screw terminal; 3RH61401AB00 | 3rh61401ab00 | 3RH61401AB00 | 次日发货 | 36ad972ea8111752.jpg.avif | ✅ 存在
西门子 RONIS钥匙开关,22mm,金属,高光,锁闭编号SB30,附带2把钥匙,2个开关位置,锁定,拔出钥匙O；3SU10504BF010AA0 | Siemens RONIS key switch, 22mm, metal, high gloss, locking code SB30, comes with 2 keys, 2 switch positions, locking, pull out key O; 3SU10504BF010AA0 | 3su10504bf010aa0 | 3SU10504BF010AA0 | 次日发货 | d892aeb2505abb34.jpg.avif | ✅ 存在
西门子 功率接触器,25A,11kW,1NO+1NC,24VAC,50/60Hz,3极,尺寸S0,螺栓型端子连接；3RT20261AC20 | Siemens power contactor, 25A, 11kW, 1NO+1NC, 24VAC, 50/60Hz, 3 pole, size S0, screw terminal connection; 3RT20261AC20 | 3rt20261ac20 | 3RT20261AC20 | 次日发货 | ff457921fea0f077.jpg.avif | ✅ 存在
西门子 过电压抑制器,可变电阻,AC24...48V,DC24-70V,用于接触器尺寸S2,S3；3RT29361BB00 | Siemens overvoltage suppressor, variable resistor, AC24...48V, DC24-70V, for contactor size S2, S3; 3RT29361BB00 | 3rt29361bb00 | 3RT29361BB00 |  | f81bd4c98970175f.jpg.avif | ✅ 存在
西门子 辅助开关正面,3NO+1NC电流路径1NO,1NC,1NO,1NO用于辅助接触器尺寸S00笼卡式连接；3RH29112GA31 | Siemens auxiliary switch front, 3NO+1NC current path 1NO, 1NC, 1NO, 1NO for auxiliary contactor size S00 cage card connection; 3RH29112GA31 | 3rh29112ga31 | 3RH29112GA31 |  | d2caf2f6218d855c.jpg.avif | ✅ 存在
西门子 功率继电器,8.4A,4kW,3NO+1NC、24VDC,3极螺栓型端子连接；3TG10010BB4 | Siemens power relay, 8.4A, 4kW, 3NO+1NC, 24VDC, 3-pole screw terminal connection; 3TG10010BB4 | 3tg10010bb4 | 3TG10010BB4 | 次日发货 | 5759632fb25364c6.jpg.avif | ✅ 存在
西门子 电动机保护断路器,结构尺寸S0用于变压器保护,A脱扣器13-20A,N脱扣器325A；3RV24214BA10 | Siemens motor protection circuit breaker, structural size S0 for transformer protection, A release 13-20A, N release 325A; 3RV24214BA10 | 3rv24214ba10 | 3RV24214BA10 | 次日发货 | 1edc59038381874b.jpg.avif | ✅ 存在
西门子 功率接触器,7A,3kW,1NC,AC110V,50/60Hz,3极,尺寸S00螺栓型端子连接；3RT20151AF02 | Siemens power contactor, 7A, 3kW, 1NC, AC110V, 50/60Hz, 3 pole, size S00 screw terminal connection; 3RT20151AF02 | 3rt20151af02 | 3RT20151AF02 | 次日发货 | b00269ce2efea8e0.jpg.avif | ✅ 存在
西门子 功率接触器,7A,3kW,1NC,230VAC,50/60Hz,3极,尺寸S00螺栓型端子连接；3RT20151AP02 | Siemens power contactor, 7A, 3kW, 1NC, 230VAC, 50/60Hz, 3 pole, size S00 screw terminal connection; 3RT20151AP02 | 3rt20151ap02 | 3RT20151AP02 | 次日发货 | d43dbeeee8141322.jpg.avif | ✅ 存在
西门子 功率接触器,12A,5.5kW,1NC,24VDC集成有瞬态抑制二极管,3极,尺寸S00笼卡式连接适合于PLC输出端；3RT20172KB42 | Siemens power contactor, 12A, 5.5kW, 1NC, 24VDC with integrated TVS diode, 3-pole, size S00 cage card connection suitable for PLC output; 3RT20172KB42 | 3rt20172kb42 | 3RT20172KB42 | 次日发货 | 709f6121424081c6.jpg.avif | ❌ 不存在
西门子 全套装置组合22mm塑料金属圆形钥匙操作按钮2个开关位置,V位置封锁在左侧位置移动带支架螺丝端子,1个常开触点；3SB63KZL10 | Siemens complete device combination 22mm plastic metal round key operating button 2 switch positions, V position blocked in left position movement with bracket screw terminals, 1 normally open contact; 3SB63KZL10 | 3sb61304aa011ba0 | 3SB63KZL10 | 次日发货 | 820ffcf754fc649d.jpg.avif | ❌ 不存在
西门子 热敏电阻电机保护继电器紧凑型17.5mm外壳螺栓型端子连接1个常开触点1个常闭触点US=24VAC/DC自动复位；3RN20101CA30 | Siemens thermistor motor protection relay compact 17.5mm housing screw terminal connection 1 normally open contact 1 normally closed contact US=24VAC/DC automatic reset; 3RN20101CA30 | 3rn20101ca30 | 3RN20101CA30 | 次日发货 | 0ff0dd68bd7d410e.jpg.avif | ✅ 存在
西门子 接触器16、8..30VDC 5.5kW 400V辅助触点：1个常开触点,3极规格S00螺丝端子；3RT60171KB41 | Siemens contactor 16, 8..30VDC 5.5kW 400V auxiliary contact: 1 normally open contact, 3-pole specification S00 screw terminal; 3RT60171KB41 | 3rt60171kb41 | 3RT60171KB41 | 次日发货 | bbcd979f2a5995f5.jpg.avif | ❌ 不存在
西门子 正面的辅助开关,1个常闭触点,螺栓型端子连接,保护器3RT1；3RH19211CA01 | Siemens front auxiliary switch, 1 normally closed contact, screw terminal connection, protector 3RT1; 3RH19211CA01 | 3rh19211ca01 | 3RH19211CA01 |  | 21c06360d09ab5c5.jpg.avif | ✅ 存在
西门子 电动机保护断路器0.63A,A脱扣器0.45-0.63A,N脱扣器8.2A,用于电机保护,等级10,螺纹连接,；3RV60110GA10 | Siemens motor protection circuit breaker 0.63A, A release 0.45-0.63A, N release 8.2A, used for motor protection, level 10, threaded connection,; 3RV60110GA10 | 3rv60110ga10 | 3RV60110GA10 | 次日发货 | cec35d71533ce903.jpg.avif | ✅ 存在
西门子 蘑菇头急停按钮,22mm,塑料,红色,40mm,强制锁定,旋转解锁机制,带黄色名称牌支架,标记：紧急停止,1NC,1NC,螺栓型端子连接,；3SU11001HB201PG0 | Siemens mushroom head emergency stop button, 22mm, plastic, red, 40mm, forced locking, rotating unlocking mechanism, with yellow nameplate holder, marked: emergency stop, 1NC, 1NC, screw terminal connection,; 3SU11001HB201PG0 | 3su11001hb201pg0 | 3SU11001HB201PG0 | 次日发货 | 5799e62c1870443d.jpg.avif | ✅ 存在
西门子 过电压抑制器,RC-链节,AC24...48V,DC24-70V,用于辅助和电机接触器尺寸S00；3RT29161CB00 | Siemens overvoltage suppressor, RC-link, AC24...48V, DC24-70V, for auxiliary and motor contactor size S00; 3RT29161CB00 | 3rt29161cb00 | 3RT29161CB00 |  | a90a307a3fec2579.jpg.avif | ✅ 存在
西门子 ET-5SY国产 微型断路器 8A 2P D 6kA；5SY62P D8 | Siemens ET-5SY domestic miniature circuit breaker 8A 2P D 6kA; 5SY62P D8 | 5sy62088cc | 5SY62P D8 | 次日发货 | 3be07fc66304f11d.jpg.avif | ✅ 存在
西门子 功率接触器,32A,15kW,1NO+1NC,24VDC,3极,尺寸S0笼卡式连接；3RT20272BB40 | Siemens power contactor, 32A, 15kW, 1NO+1NC, 24VDC, 3 pole, size S0 cage card connection; 3RT20272BB40 | 3rt20272bb40 | 3RT20272BB40 | 次日发货 | 4a12c9782eeee454.jpg.avif | ✅ 存在
西门子 过载继电器22...32A规格S2,等级10,安装至接触器,主电路：螺丝端子,辅助电路：螺丝端子；3RU51364EB0 | Siemens overload relay 22...32A size S2, class 10, mounted to contactor, main circuit: screw terminals, auxiliary circuit: screw terminals; 3RU51364EB0 | 3ru51364eb0 | 3RU51364EB0 | 次日发货 | 16520a74a587b1ca.jpg.avif | ✅ 存在
西门子 微型断路器；5SL6 4P C32 | Siemens miniature circuit breaker; 5SL6 4P C32 | 5sl64327cc | 5SL6 4P C32 | 次日发货 | fd30de0f51986298.jpg.avif | ✅ 存在
西门子 变频器,功率模块标准型不带内置滤波器 轻载7.5kW/重载5.5kW AC380-480V；6SL32101PE218UL0 | Siemens inverter, standard power module without built-in filter, light load 7.5kW/heavy load 5.5kW AC380-480V; 6SL32101PE218UL0 | 6sl32101pe218ul0 | 6SL32101PE218UL0 | 次日发货 | 812ce9e9fb95813b.jpg.avif | ✅ 存在
西门子 过载继电器9.0...12.5A规格S00,等级10,独立安装,主电路：螺丝端子,辅助电路：螺丝端子；3RU61161KB1 | Siemens overload relay 9.0...12.5A specification S00, level 10, independent installation, main circuit: screw terminal, auxiliary circuit: screw terminal; 3RU61161KB1 | 3ru61161kb1 | 3RU61161KB1 | 次日发货 | a603b222327b6a30.jpg.avif | ✅ 存在
西门子 机械联锁装置用于接触器,结构尺寸S6,S10,S123RT10,3RT12,3RT14；3RA19542A | Siemens mechanical interlocking device for contactor, structural size S6, S10, S123RT10, 3RT12, 3RT14; 3RA19542A | 3ra19542a | 3RA19542A |  | 7180a712034a809d.jpg.avif | ✅ 存在
西门子 接触器DC24V 18.5kW 400V,3极模块S2螺丝端子；3RT50351BB40 | Siemens contactor DC24V 18.5kW 400V, 3-pole module S2 screw terminal; 3RT50351BB40 | 3rt50351bb40 | 3RT50351BB40 | 次日发货 | 42dbc41a40c468c4.jpg.avif | ❌ 不存在
西门子 通信模块CM1243-5；6GK72435DX300XE0 | Siemens communication module CM1243-5; 6GK72435DX300XE0 | 6gk72435dx300xe0 | 6GK72435DX300XE0 | 次日发货 | d14deb9173651434.jpg.avif | ✅ 存在
西门子 ET-5SY国产 微型断路器 63A 2P D 6kA；5SY6 2P D63 | Siemens ET-5SY domestic miniature circuit breaker 63A 2P D 6kA; 5SY6 2P D63 | 5sy62638cc | 5SY6 2P D63 | 次日发货 | f9ded72846c25331.jpg.avif | ❌ 不存在
西门子 电动机保护断路器0.5A,A脱扣器0.35-0.5A,N脱扣器6.5A用于电机保护,等级10,螺纹连接,；3RV60110FA10 | Siemens motor protection circuit breaker 0.5A, A release 0.35-0.5A, N release 6.5A for motor protection, level 10, threaded connection,; 3RV60110FA10 | 3rv60110fa10 | 3RV60110FA10 | 次日发货 | 486cf59f1449febf.jpg.avif | ✅ 存在
西门子 插接继电器,4个转换触点230VAC,6A,宽度22.5mm用于LZS插座；LZX:PT570730 | Siemens plug-in relay, 4 changeover contacts 230VAC, 6A, width 22.5mm for LZS socket; LZX: PT570730 | lzx:pt570730 | LZX:PT570730 | 次日发货 | 8b59cf23004cd970.jpg.avif | ❌ 不存在
西门子 接触器380VAC50HZ 18.5kW 400V辅助触点1个常开触点+1个常闭触点,3极规格S0螺丝端子；3RT60281AQ00 | Siemens contactor 380VAC50HZ 18.5kW 400V auxiliary contact 1 normally open contact + 1 normally closed contact, 3-pole specification S0 screw terminal; 3RT60281AQ00 | 3rt60281aq00 | 3RT60281AQ00 | 次日发货 | be05db85a33d87f6.jpg.avif | ❌ 不存在
西门子 2个相间隔板附件,用于：3VA1100/160；3VA9152-0WA00 | Siemens 2 phase partition accessories, for: 3VA1100/160; 3VA9152-0WA00 | 3va91520wa00 | 3VA9152-0WA00 | 次日发货 | ab38b54cf697493b.jpg.avif | ✅ 存在
西门子 CT过载继电器220-320A规格S10,等级10,用于单独安装,主电路：螺丝端子,辅助电路：螺丝端子；3RU51665GB1 | Siemens CT overload relay 220-320A specification S10, level 10, for separate installation, main circuit: screw terminal, auxiliary circuit: screw terminal; 3RU51665GB1 | 3ru51665gb1 | 3RU51665GB1 | 次日发货 | 9cb44fb4f74f243a.jpg.avif | ✅ 存在
西门子 SINAMICS V90 400V驱动器；6SL3210-5FE10-4UF0 | Siemens SINAMICS V90 400V driver; 6SL3210-5FE10-4UF0 | 6sl32105fe104uf0 | 6SL3210-5FE10-4UF0 | 次日发货 | 40e7f344857a6936.jpg.avif | ✅ 存在
西门子 塑壳断路器 极数3P 额定电流100A 额定极限分断能力35kA 脱扣器类型TMF；3VT160 N100 TMF F/3P | Siemens molded case circuit breaker, pole number 3P, rated current 100A, rated ultimate breaking capacity 35kA, tripper type TMF; 3VT160 N100 TMF F/3P | 3vt82101aa030aa0 | 3VT160 N100 TMF F/3P | 次日发货 | a314d876bcf7d2a6.jpg.avif | ✅ 存在
西门子 电磁式剩余电流保护开关 63A 4P 30mA AC；5SV4 AC 30mA 63A 4P | Siemens electromagnetic residual current protection switch 63A 4P 30mA AC; 5SV4 AC 30mA 63A 4P | 5sv43460 | 5SV4 AC 30mA 63A 4P | 次日发货 | 72f8eae1cb94de25.jpg.avif | ❌ 不存在
西门子 功率接触器,9A,4kW,1NO+1NC,24VDC,3极,尺寸S0笼卡式连接；3RT20232BB40 | Siemens power contactor, 9A, 4kW, 1NO+1NC, 24VDC, 3 pole, size S0 cage card connection; 3RT20232BB40 | 3rt20232bb40 | 3RT20232BB40 | 次日发货 | 461dd15c7ac422ed.jpg.avif | ✅ 存在
西门子 分励脱扣器24-48VDC,用于LS开关5SL4,5SY,5SP,FI/LS5SU1,FI5SV（对于5SU1来说,手柄连接器5ST3805-1是必要的）；5ST3031 | Siemens shunt tripper 24-48VDC, for LS switch 5SL4, 5SY, 5SP, FI/LS5SU1, FI5SV (for 5SU1, handle connector 5ST3805-1 is necessary); 5ST3031 | 5st3031 | 5ST3031 | 次日发货 | 73a87385fb37de88.jpg.avif | ✅ 存在
西门子 SINAMICS V90 400V驱动器；6SL3210-5FE10-8UF0 | Siemens SINAMICS V90 400V driver; 6SL3210-5FE10-8UF0 | 6sl32105fe108uf0 | 6SL3210-5FE10-8UF0 | 次日发货 | 7c89b277e593ce43.jpg.avif | ✅ 存在
西门子 G120XA变频器无操作面板 7.5kW AC380-440V；6SL32201YD240UB0 | Siemens G120XA inverter without operation panel 7.5kW AC380-440V; 6SL32201YD240UB0 | 6sl32201yd240ub0 | 6SL32201YD240UB0 | 次日发货 | 0dc28ec2b557eef6.jpg.avif | ✅ 存在
西门子 模块式设计变频器的功率模块 PM240-2,无内置滤波器 轻载132kW/重载110kW AC380-480V；6SL3210-1PE32-5UL0 | Siemens modular design inverter power module PM240-2, no built-in filter, light load 132kW/heavy load 110kW AC380-480V; 6SL3210-1PE32-5UL0 | 6sl32101pe325ul0 | 6SL3210-1PE32-5UL0 | 次日发货 | 5e7b4368bf1d1549.jpg.avif | ✅ 存在
西门子 变频器,功率模块标准型不带内置滤波器 轻载15kW/重载11kW AC380-480V；6SL32101PE233UL0 | Siemens inverter, standard power module without built-in filter, light load 15kW/heavy load 11kW AC380-480V; 6SL32101PE233UL0 | 6sl32101pe233ul0 | 6SL32101PE233UL0 | 次日发货 | 3a2ccaa7cbde76c3.jpg.avif | ✅ 存在
西门子 G120XA变频器无操作面板 5.5kW AC380-440V；6SL32201YD220UB0 | Siemens G120XA inverter without operation panel 5.5kW AC380-440V; 6SL32201YD220UB0 | 6sl32201yd220ub0 | 6SL32201YD220UB0 | 次日发货 | acb19fd10a4f4056.jpg.avif | ✅ 存在
西门子 G120XA变频器无操作面板 2.2kW AC380-440V；6SL32201YD160UB0 | Siemens G120XA inverter without operation panel 2.2kW AC380-440V; 6SL32201YD160UB0 | 6sl32201yd160ub0 | 6SL32201YD160UB0 | 次日发货 | 958097e02b19b98e.jpg.avif | ✅ 存在
西门子 G120XA变频器无操作面板 15kW AC380-440V；6SL32201YD280UB0 | Siemens G120XA inverter without operation panel 15kW AC380-440V; 6SL32201YD280UB0 | 6sl32201yd280ub0 | 6SL32201YD280UB0 | 次日发货 | 0967f9c5194a2704.jpg.avif | ✅ 存在
西门子 一体式变频器,无内置滤波器 轻载1.1kW/重载0.75kW AC380-480V；6SL3210-1KE13-2UF2 | Siemens integrated frequency converter, no built-in filter, light load 1.1kW/heavy load 0.75kW AC380-480V; 6SL3210-1KE13-2UF2 | 6sl32101ke132uf2 | 6SL3210-1KE13-2UF2 | 次日发货 | d8ba813966b2cb00.jpg.avif | ✅ 存在
西门子 变频器,功率模块标准型不带内置滤波器 轻载4kW/重载3kW AC380-480V；6SL32101PE211UL0 | Siemens inverter, standard power module without built-in filter, light load 4kW/heavy load 3kW AC380-480V; 6SL32101PE211UL0 | 6sl32101pe211ul0 | 6SL32101PE211UL0 | 次日发货 | c958ffbaa21c28dc.jpg.avif | ✅ 存在
西门子 紧凑型变频器,不带内置滤波器 轻载5.5kW/重载4kW AC380-480V；6SL32101KE213UF1 | Siemens compact inverter without built-in filter, light load 5.5kW/heavy load 4kW AC380-480V; 6SL32101KE213UF1 | 6sl32101ke213uf1 | 6SL32101KE213UF1 | 次日发货 | 1a9296fa7f13b00e.jpg.avif | ✅ 存在
西门子 G120XA变频器无操作面板 4kW AC380-440V；6SL32201YD200UB0 | Siemens G120XA inverter without operation panel 4kW AC380-440V; 6SL32201YD200UB0 | 6sl32201yd200ub0 | 6SL32201YD200UB0 | 次日发货 | 17e85172868a69a9.jpg.avif | ✅ 存在
西门子 接触器220VAC50/60HZ 18.5kW 400V辅助触点1个常开触点+1个常闭触点,3极规格S0螺丝端子；3RT60281AN20 | Siemens contactor 220VAC50/60HZ 18.5kW 400V auxiliary contact 1 normally open contact + 1 normally closed contact, 3-pole specification S0 screw terminal; 3RT60281AN20 | 3rt60281an20 | 3RT60281AN20 | 当日发货 | 124fecbf3c788e08.jpg.avif | ✅ 存在
西门子 接触器 80V50/60HZ 7.5kW 400V辅助触点1个常开触点,3极规格S00螺丝端子；3RT60181AQ01 | Siemens contactor 80V50/60HZ 7.5kW 400V auxiliary contact 1 normally open contact, 3-pole specification S00 screw terminal; 3RT60181AQ01 | 3rt60181aq01 | 3RT60181AQ01 | 次日发货 | 575292528f33caee.jpg.avif | ❌ 不存在
西门子 可编程控制器模拟量输出模块；6ES72883AQ020AA0 | Siemens programmable controller analog output module; 6ES72883AQ020AA0 | 6es72883aq020aa0 | 6ES72883AQ020AA0 | 当日发货 | 34ea21673b42045f.jpg.avif | ✅ 存在
西门子 AUX.开关组,1NO+1NC用于电机接触器和接触器继电器,调节路径：1NC,1NO螺旋端子,尺寸S00和S0；3RH69111HA11 | Siemens AUX. switch set, 1NO+1NC for motor contactor and contactor relay, adjustment path: 1NC, 1NO screw terminal, size S00 and S0; 3RH69111HA11 | 3rh69111ha11 | 3RH69111HA11 |  | bf9261fa1533b878.jpg.avif | ✅ 存在
西门子 可编程控制器热电偶输入模块；6ES72883AT040AA0 | Siemens programmable controller thermocouple input module; 6ES72883AT040AA0 | 6es72883at040aa0 | 6ES72883AT040AA0 | 当日发货 | 8e4b58edc0cf4808.jpg.avif | ✅ 存在
西门子 接触器220VAC50/60HZ 15kW 400V辅助触点1个常开触点+1个常闭触点,3极规格S0螺丝端子；3RT60271AN20 | Siemens contactor 220VAC50/60HZ 15kW 400V auxiliary contact 1 normally open contact + 1 normally closed contact, 3-pole specification S0 screw terminal; 3RT60271AN20 | 3rt60271an20 | 3RT60271AN20 | 当日发货 | c9561c1a7ad18782.jpg.avif | ✅ 存在
西门子 ET-5SY国产 直流型 微型断路器 3A 1P C 10kA；5SY5 DC 1P C3 | Siemens ET-5SY domestic DC type miniature circuit breaker 3A 1P C 10kA; 5SY5 DC 1P C3 | 5sy51037cc | 5SY5 DC 1P C3 | 当日发货 | 5236826418e84f69.jpg.avif | ✅ 存在
西门子 ET-5SN国产 电子式剩余电流保护断路器 20A 1P+N C 6kA 30mA AC；5SU9/SN AC 30 mA 1P+N 6KA C20 | Siemens ET-5SN domestic electronic residual current protection circuit breaker 20A 1P+N C 6kA 30mA AC; 5SU9/SN AC 30 mA 1P+N 6KA C20 | 5su93561cn20 | 5SU9/SN AC 30 mA 1P+N 6KA C20 | 当日发货 | 772ef472e5461343.jpg.avif | ✅ 存在
西门子 接触器220VAC50/60HZ 5.5kW 400V辅助触点：1个常开触点,3极规格S00螺丝端子；3RT60171AN21 | Siemens contactor 220VAC50/60HZ 5.5kW 400V auxiliary contact: 1 normally open contact, 3-pole specification S00 screw terminal; 3RT60171AN21 | 3rt60171an21 | 3RT60171AN21 | 当日发货 | 8e7130f5212b3f2a.jpg.avif | ✅ 存在
西门子 通信扩展模块/通信板；6ES72411CH301XB0 | Siemens communication expansion module/communication board; 6ES72411CH301XB0 | 6es72411ch301xb0 | 6ES72411CH301XB0 | 次日发货 | b5ee9b2716dbb8ed.jpg.avif | ✅ 存在
西门子 SIMATIC HMI KTP700 7寸TFT显示屏,800×480；KTP700 PN | Siemens SIMATIC HMI KTP700 7-inch TFT display, 800×480; KTP700 PN | 6av21232gb030ax0 | KTP700 PN | 次日发货 | ca746a3703c44974.jpg.avif | ✅ 存在
西门子 可编程控制器数字量输入/输出模块；6ES72882DR160AA0 | Siemens programmable controller digital input/output module; 6ES72882DR160AA0 | 6es72882dr160aa0 | 6ES72882DR160AA0 | 当日发货 | 7247de10f03aae2d.jpg.avif | ✅ 存在
西门子 可编程控制器数字量输入/输出模块；6ES72882DT320AA0 | Siemens programmable controller digital input/output module; 6ES72882DT320AA0 | 6es72882dt320aa0 | 6ES72882DT320AA0 | 当日发货 | e646548bfd008cbf.jpg.avif | ✅ 存在
西门子 ET-5SY国产 电子式剩余电流保护断路器 16A 1P+N C 6kA 30mA AC；5SU9 AC 30mA 1P+N C16 6KA | Siemens ET-5SY domestic electronic residual current protection circuit breaker 16A 1P+N C 6kA 30mA AC; 5SU9 AC 30mA 1P+N C16 6KA | 5su93561kk16 | 5SU9 AC 30mA 1P+N C16 6KA | 当日发货 | 1cd3992750672d6d.jpg.avif | ✅ 存在
西门子 电磁式剩余电流模块,3极,A型,输入：63A,100mA,用于5SY；5SM24356 | Siemens electromagnetic residual current module, 3-pole, type A, input: 63A, 100mA, for 5SY; 5SM24356 | 5sm24356 | 5SM24356 | 当日发货 | 79d2f4ded8ed527e.jpg.avif | ✅ 存在
西门子 通信扩展模块/通信板；6ES72411CH320XB0 | Siemens communication expansion module/communication board; 6ES72411CH320XB0 | 6es72411ch320xb0 | 6ES72411CH320XB0 | 次日发货 | b32f69b1b050e581.jpg.avif | ✅ 存在
西门子 ET-5SY国产 微型断路器 16A 3P C 6kA；5SY6 3P C16 | Siemens ET-5SY domestic miniature circuit breaker 16A 3P C 6kA; 5SY6 3P C16 | 5sy63167cc | 5SY6 3P C16 | 当日发货 | e82fe397cbad2fdd.jpg.avif | ❌ 不存在
西门子 ET-5SN国产 微型断路器 32A 1P C 6kA；5SN6 1P C32 | Siemens ET-5SN domestic miniature circuit breaker 32A 1P C 6kA; 5SN6 1P C32 | 5sn61327cn | 5SN6 1P C32 | 当日发货 | 46544333f386a85e.jpg.avif | ✅ 存在
西门子 ET-5SY国产 直流型 微型断路器 6A 1P C 10kA；5SY5 DC 1P C6 | Siemens ET-5SY domestic DC type miniature circuit breaker 6A 1P C 10kA; 5SY5 DC 1P C6 | 5sy51067cc | 5SY5 DC 1P C6 | 当日发货 | 761cf46c6c77c280.jpg.avif | ❌ 不存在
西门子 接触器AC50HZ,220V 32A 15kW 辅助触点：无,规格1；3TS34000XM0 | Siemens contactor AC50HZ, 220V 32A 15kW auxiliary contact: none, specification 1; 3TS34000XM0 | 3ts34000xm0 | 3TS34000XM0 | 当日发货 | 6bec97ac4222eb9f.jpg.avif | ✅ 存在
西门子 LVHRC熔丝LINKGG/gL尺寸00,160A,500V；3NA3 00 160A 500V AC/250V DC gL/gG | Siemens LVHRC fuse LINKGG/gL size 00, 160A, 500V; 3NA3 00 160A 500V AC/250V DC gL/gG | 3na38362c | 3NA3 00 160A 500V AC/250V DC gL/gG | 当日发货 | 4f6ffd5eee63b607.jpg.avif | ✅ 存在
西门子 隔离开关3LD,紧急关闭开关,3针,Iu：32A,额定功率/AC23A时400V时：11.5kW,红色/黄色,4孔固定手柄；3LD22030TK53 | Siemens isolation switch 3LD, emergency shutdown switch, 3-pin, Iu: 32A, rated power/AC23A at 400V: 11.5kW, red/yellow, 4-hole fixed handle; 3LD22030TK53 | 3ld22030tk53 | 3LD22030TK53 | 当日发货 | 7ba8421193b02a07.jpg.avif | ✅ 存在
西门子 ET-5SY国产 微型断路器 6A 2P D 6kA；5SY62P D6 | Siemens ET-5SY domestic miniature circuit breaker 6A 2P D 6kA; 5SY62P D6 | 5sy62068cc | 5SY62P D6 | 当日发货 | 1e73fd037024a004.jpg.avif | ✅ 存在
西门子 S7-1200,数字输入SM1221,16数字输入,24VDC,灌电流/拉电流；6ES72211BH320XB0 | Siemens S7-1200, digital input SM1221, 16 digital inputs, 24VDC, sink/source current; 6ES72211BH320XB0 | 6es72211bh320xb0 | 6ES72211BH320XB0 | 次日发货 | 82c77f123f999307.jpg.avif | ✅ 存在
西门子 附件/备件圆形,22mm：标签支架用于铭文执行器/指示器标签尺寸25X18mm；3SB69H18 | Siemens Accessories/Spare Parts Round, 22mm: Label holder for inscription actuator/indicator Label size 25X18mm; 3SB69H18 | 3sb69000ha | 3SB69H18 | 次日发货 | c907d2f4e14e319b.jpg.avif | ✅ 存在
西门子 接触器继电器AC50HZ,24V辅助触点：4个常闭触点,规格0,螺纹连接；3TH82440XB0 | Siemens contactor relay AC50HZ, 24V auxiliary contacts: 4 normally closed contacts, specification 0, threaded connection; 3TH82440XB0 | 3th82440xb0 | 3TH82440XB0 | 当日发货 | 8c76c7ebdbcc35cd.jpg.avif | ❌ 不存在
西门子 接触器AC50/60Hz,220V 18A 7.5kW 辅助触点：1个常开触点,规格0；3TS32100XN2 | Siemens contactor AC50/60Hz, 220V 18A 7.5kW auxiliary contact: 1 normally open contact, specification 0; 3TS32100XN2 | 3ts32100xn2 | 3TS32100XN2 | 次日发货 | b8f6a9e1d0678684.jpg.avif | ❌ 不存在
西门子 终端外罩用于3RT505；3RT59564EA1 | Siemens terminal cover for 3RT505; 3RT59564EA1 | 3rt59564ea1 | 3RT59564EA1 |  | 753e9741cb85eccc.jpg.avif | ✅ 存在
西门子 ET-5SN国产 微型断路器 16A 1P C 6kA；5SN6 1PC16 | Siemens ET-5SN domestic miniature circuit breaker 16A 1P C 6kA; 5SN6 1PC16 | 5sn61167cn | 5SN6 1PC16 | 当日发货 | 091df15126d0655d.jpg.avif | ❌ 不存在
西门子 工业网络产品,工业交换机；6GK50080BA101AB2 | Siemens industrial network products, industrial switches; 6GK50080BA101AB2 | 6gk50080ba101ab2 | 6GK50080BA101AB2 | 次日发货 | 469f15e5fbafe8ad.jpg.avif | ✅ 存在
西门子 接触器DC24V 4kW 400V辅助触点：1个常开触点,3极规格S00螺丝端子；3RT60161BB41 | Siemens contactor DC24V 4kW 400V auxiliary contact: 1 normally open contact, 3-pole specification S00 screw terminal; 3RT60161BB41 | 3rt60161bb41 | 3RT60161BB41 | 当日发货 | f5dccdae72d09d6f.jpg.avif | ✅ 存在
西门子 独立安装尺寸S00,用于3RU6独立安装主电路：螺钉终端；3RU69163AA01 | Siemens independent installation size S00, for 3RU6 independent installation main circuit: screw terminal; 3RU69163AA01 | 3ru69163aa01 | 3RU69163AA01 | 次日发货 | 94970aabb5c4d2ee.jpg.avif | ✅ 存在
西门子 接触器AC50HZ,220V 12A 5.5kW 辅助触点：无,规格0；3TS31000XM0 | Siemens contactor AC50HZ, 220V 12A 5.5kW auxiliary contact: none, specification 0; 3TS31000XM0 | 3ts31000xm0 | 3TS31000XM0 | 当日发货 | 0b43890768867216.jpg.avif | ❌ 不存在
西门子 ET-5SY国产 微型断路器 4A 1P C 6kA；5SY6 1P C4 | Siemens ET-5SY domestic miniature circuit breaker 4A 1P C 6kA; 5SY6 1P C4 | 5sy61047cc | 5SY6 1P C4 | 当日发货 | 88bc2c5f573b67d1.jpg.avif | ❌ 不存在
西门子 扩展模拟量输出模块；6ES72324HD320XB0 | Siemens extended analog output module; 6ES72324HD320XB0 | 6es72324hd320xb0 | 6ES72324HD320XB0 | 次日发货 | d53a8a730ce3adc9.jpg.avif | ✅ 存在
西门子 ET-5SY国产 微型断路器 40A 3P D 6kA；5SY6 3P D40 | Siemens ET-5SY domestic miniature circuit breaker 40A 3P D 6kA; 5SY6 3P D40 | 5sy63408cc | 5SY6 3P D40 | 当日发货 | e82fe397cbad2fdd.jpg.avif | ❌ 不存在
西门子 扩展模拟量输入模块；6ES72314HF320XB0 | Siemens extended analog input module; 6ES72314HF320XB0 | 6es72314hf320xb0 | 6ES72314HF320XB0 | 次日发货 | 5a50e6dbbc0e39cf.jpg.avif | ✅ 存在
西门子 触点模块带2个开关元件,1NO+1NC,螺栓型端子连接用于前面板安装；3SU14001AA101FA0 | Siemens contact module with 2 switching elements, 1NO+1NC, screw terminal connection for front panel mounting; 3SU14001AA101FA0 | 3su14001aa101fa0 | 3SU14001AA101FA0 | 次日发货 | 256218a0e7c82159.jpg.avif | ✅ 存在
西门子 接触器AC50HZ,220V 16A 7.5kW 辅助触点：2个常开触点+2个常闭触点,规格1螺纹连接；3TB42220XM0 | Siemens contactor AC50HZ, 220V 16A 7.5kW auxiliary contacts: 2 normally open contacts + 2 normally closed contacts, specification 1 threaded connection; 3TB42220XM0 | 3tb42220xm0 | 3TB42220XM0 | 当日发货 | 169e950acb49c0b6.jpg.avif | ❌ 不存在
西门子 ET-5SY国产 微型断路器 3A 2P C 6kA；5SY6 2P C3 | Siemens ET-5SY domestic miniature circuit breaker 3A 2P C 6kA; 5SY6 2P C3 | 5sy62037cc | 5SY6 2P C3 | 当日发货 | c3bf6f3b86b4b63f.jpg.avif | ❌ 不存在
西门子 过载继电器4...6.3A脱扣等级：10A规格0用于3TS29-32、3TB39-41辅助触点：1个常开触点+1个常闭触点；3US50401G | Siemens overload relay 4...6.3A tripping class: 10A specification 0 for 3TS29-32, 3TB39-41 auxiliary contacts: 1 normally open contact + 1 normally closed contact; 3US50401G | 3us50401g | 3US50401G | 当日发货 | 8b13089ea0c14a98.jpg.avif | ✅ 存在
西门子 ET-5SY国产 微型断路器 6A 2P C 6kA；5SY6 2P C6 | Siemens ET-5SY domestic miniature circuit breaker 6A 2P C 6kA; 5SY6 2P C6 | 5sy62067cc | 5SY6 2P C6 | 当日发货 | 4096a493cd77374d.jpg.avif | ❌ 不存在
西门子 接触器继电器AC50HZ,220V辅助触点：4常开触点,规格0,螺纹连接；3TH80400XM0 | Siemens contactor relay AC50HZ, 220V auxiliary contacts: 4 normally open contacts, specification 0, threaded connection; 3TH80400XM0 | 3th80400xm0 | 3TH80400XM0 | 次日发货 | c337efbc368375fa.jpg.avif | ✅ 存在
西门子 ET-5SY国产 微型断路器 25A 1P C 6kA；5SY6 1P C25 | Siemens ET-5SY domestic miniature circuit breaker 25A 1P C 6kA; 5SY6 1P C25 | 5sy61257cc | 5SY6 1P C25 | 当日发货 | 3b187c765931e216.jpg.avif | ❌ 不存在
西门子 ET-5SY国产 微型断路器 10A 1P C 6kA；5SY6 1P C10 | Siemens ET-5SY domestic miniature circuit breaker 10A 1P C 6kA; 5SY6 1P C10 | 5sy61107cc | 5SY6 1P C10 | 3日发货 | 88bc2c5f573b67d1.jpg.avif | ❌ 不存在
西门子 接触器AC50HZ,220V 18A 7.5kW 辅助触点：无,规格0；3TS32000XM0 | Siemens contactor AC50HZ, 220V 18A 7.5kW auxiliary contact: none, specification 0; 3TS32000XM0 | 3ts32000xm0 | 3TS32000XM0 | 3日发货 | 753ce256f0f308aa.jpg.avif | ✅ 存在
西门子 LVHRC熔丝LINKGG/gL尺寸00,125A,500V；3NA3 00 125A 500V AC/250V DC gL/gG | Siemens LVHRC fuse LINKGG/gL size 00, 125A, 500V; 3NA3 00 125A 500V AC/250V DC gL/gG | 3na38322c | 3NA3 00 125A 500V AC/250V DC gL/gG | 当日发货 | b8ed198d14d47cdc.jpg.avif | ✅ 存在
西门子 LVHRC熔丝LINKGG/gL尺寸000,80A,500V；3NA38242C | Siemens LVHRC fuse LINKGG/gL size 000, 80A, 500V; 3NA38242C | 3na38242c | 3NA38242C | 当日发货 | 2c0383bde09c8e5f.jpg.avif | ✅ 存在
西门子 过载继电器25...36A脱扣等级：10A辅助触点：1个常开触点+1个常闭触点；3US56402Q | Siemens overload relay 25...36A tripping level: 10A auxiliary contact: 1 normally open contact + 1 normally closed contact; 3US56402Q | 3us56402q | 3US56402Q | 次日发货 | 51a0c40416af957b.jpg.avif | ❌ 不存在
西门子 接触器24VAC50/60HZ 7.5kW 400V辅助触点1个常开触点+1个常闭触点,3极规格S0螺丝端子；3RT60251AC20 | Siemens contactor 24VAC50/60HZ 7.5kW 400V auxiliary contact 1 normally open contact + 1 normally closed contact, 3-pole specification S0 screw terminal; 3RT60251AC20 | 3rt60251ac20 | 3RT60251AC20 | 当日发货 | 5fa789e428d0996b.jpg.avif | ✅ 存在
西门子 可编程控制器模拟量扩展信号板；6ES72885AQ010AA0 | Siemens programmable controller analog expansion signal board; 6ES72885AQ010AA0 | 6es72885aq010aa0 | 6ES72885AQ010AA0 | 当日发货 | 3100a8aeb3656ec6.jpg.avif | ✅ 存在
西门子 3RQ0系列 插拔针式继电器 通用款 AC110V 2CO 5A 带机械指示和LED | Siemens 3RQ0 series plug-in pin type relay universal AC110V 2CO 5A with mechanical indication and LED | 3rq00120df20 | 3RQ00120DF20 | 4周发货 | e56d05741e07351b.jpg.avif | ✅ 存在
西门子 ET-5SY国产 微型断路器 63A 3P C 6kA；5SY6 3P C63 | Siemens ET-5SY domestic miniature circuit breaker 63A 3P C 6kA; 5SY6 3P C63 | 5sy63637cc | 5SY6 3P C63 | 当日发货 | e82fe397cbad2fdd.jpg.avif | ❌ 不存在
西门子 接触器继电器,3个常开触点+1个常闭触点,220VAC,50/60Hz,规格S00,螺丝端子；3RH61311AN20 | Siemens contactor relay, 3 normally open contacts + 1 normally closed contact, 220VAC, 50/60Hz, specification S00, screw terminal; 3RH61311AN20 | 3rh61311an20 | 3RH61311AN20 | 当日发货 | 71ce10b6ff431a76.jpg.avif | ✅ 存在
西门子 电动机保护断路器4A,A脱扣器2.8-4A,N脱扣器52A,用于电机保护,等级10,螺纹连接,横向辅助开关1NO+1NC；3RV60111EA15 | Siemens motor protection circuit breaker 4A, A release 2.8-4A, N release 52A, used for motor protection, level 10, threaded connection, horizontal auxiliary switch 1NO+1NC; 3RV60111EA15 | 3rv60111ea15 | 3RV60111EA15 | 当日发货 | 4e375c8aa926168c.jpg.avif | ✅ 存在
西门子 扩展模拟量输入模块；6ES72314HD320XB0 | Siemens extended analog input module; 6ES72314HD320XB0 | 6es72314hd320xb0 | 6ES72314HD320XB0 | 次日发货 | 8b3e0f7784a3c37c.jpg.avif | ✅ 存在
西门子 工业网络产品,工业交换机；6GK50050BA001AB2 | Siemens industrial network products, industrial switches; 6GK50050BA001AB2 | 6gk50050ba001ab2 | 6GK50050BA001AB2 | 次日发货 | 803b73e2df1baacb.jpg.avif | ✅ 存在
西门子 可编程控制器数字量输出模块；6ES72882DT080AA0 | Siemens programmable controller digital output module; 6ES72882DT080AA0 | 6es72882dt080aa0 | 6ES72882DT080AA0 | 当日发货 | 174c330c93d5870f.jpg.avif | ✅ 存在
西门子 模拟量输入,8AI,I,2/4-WIRE,基本型,适用A0或A1型基座单元；6ES71346GF000AA1 | Siemens analog input, 8AI, I, 2/4-WIRE, basic type, suitable for A0 or A1 base unit; 6ES71346GF000AA1 | 6es71346gf000aa1 | 6ES71346GF000AA1 | 次日发货 | 01442348c8d9f79d.jpg.avif | ✅ 存在
西门子 辅助开关块,1个常开触点+1个常闭触点,DINEN50005,侧向,10mm,螺丝端子,规格S0...S12用于电机接触器,2极1.侧向辅助开关；3RH59211DA11 | Siemens auxiliary switch block, 1 normally open contact + 1 normally closed contact, DINEN50005, lateral, 10mm, screw terminal, size S0...S12 for motor contactor, 2 pole 1. Lateral auxiliary switch; 3RH59211DA11 | 3rh59211da11 | 3RH59211DA11 |  | 209298cfc6da9c7d.jpg.avif | ✅ 存在
西门子 模拟量输入模块；6ES71346JF000CA1 | Siemens analog input module; 6ES71346JF000CA1 | 6es71346jf000ca1 | 6ES71346JF000CA1 | 1个工作日发货 | 2caf5af7a983c5ae.jpg.avif | ✅ 存在
西门子 工业电源产品 PLC专用电源；6EP13324BA00 | Siemens industrial power products PLC special power supply; 6EP13324BA00 | 6ep13324ba00 | 6EP13324BA00 | 1个工作日发货 | adcd4f76354c44ea.jpg.avif | ✅ 存在
西门子 PSE202U冗余模块输入端/输出端：DC24V/40A适合用来将两个各带有最多20A输出电流最多各20A输出电流；6EP19613BA21 | Siemens PSE202U redundant module input/output: DC24V/40A suitable for connecting two modules with up to 20A output current each; 6EP19613BA21 | 6ep19613ba21 | 6EP19613BA21 | 1个工作日发货 | cd606a95ba2e4e3f.jpg.avif | ✅ 存在
西门子 SITOP稳压电源PSU2200 输入:100-240VAC 输出:24VDC/20A；6EP33363SA000AY0 | Siemens SITOP regulated power supply PSU2200 input: 100-240VAC output: 24VDC/20A; 6EP33363SA000AY0 | 6ep33363sa000ay0 | 6EP33363SA000AY0 |  | c0d723f271203eab.jpg.avif | ✅ 存在
西门子 微型断路器 4A 1P C 6kA；5SL6 1P C4 | Siemens miniature circuit breaker 4A 1P C 6kA; 5SL6 1P C4 | 5sl61047cc | 5SL6 1P C4 | 次日发货 | 7b68843eb3597a19.jpg.avif | ✅ 存在
西门子 连接模块电气和机械用于3RV2.1/3RV2.2和3RT2.1交流和直流操作（单件包装）；3RA19211DA00 | Siemens Connection module electrical and mechanical for 3RV2.1/3RV2.2 and 3RT2.1 AC and DC operation (single package); 3RA19211DA00 | 3ra19211da00 | 3RA19211DA00 |  | 7728d4f31e6e59f1.jpg.avif | ✅ 存在
西门子 接触器AC50/60Hz,220V 65A 30kW 辅助触点：1个常开触点+1个常闭触点,规格3；3TS47110XN2 | Siemens contactor AC50/60Hz, 220V 65A 30kW auxiliary contact: 1 normally open contact + 1 normally closed contact, specification 3; 3TS47110XN2 | 3ts47110xn2 | 3TS47110XN2 | 次日发货 | baecd9a930a185a0.jpg.avif | ✅ 存在
西门子 横向AUX.开关组,用于电机接触器2NC,尺寸S0,螺钉终端DINEN50012和DINEN50005；3RH69211DA02 | Siemens Transversal AUX. switch set for motor contactors 2NC, size S0, screw terminals DINEN50012 and DINEN50005; 3RH69211DA02 | 3rh69211da02 | 3RH69211DA02 |  | c19ec68ef4a61ad9.jpg.avif | ✅ 存在
西门子 ET-5SY国产 插针母线防触电危险,16mm21相,L=214mm带端盖；5ST37000CC | Siemens ET-5SY domestic pin busbar to prevent electric shock hazard, 16mm 21 phases, L=214mm with end cover; 5ST37000CC | 5st37000cc | 5ST37000CC | 次日发货 | a4f55894d4bfa6dc.jpg.avif | ✅ 存在
西门子 辅助接触器,3NO+1NC,24VDC尺寸S00,弹簧型端子连接；3RH21312BB40 | Siemens auxiliary contactor, 3NO+1NC, 24VDC size S00, spring terminal connection; 3RH21312BB40 | 3rh21312bb40 | 3RH21312BB40 | 次日发货 | 236d40985c719bee.jpg.avif | ✅ 存在
西门子 接触器继电器,2个常开触点+2个常闭触点,230VAC,50/60Hz,规格S00,螺丝端子；3RH61221AP00 | Siemens contactor relay, 2 normally open contacts + 2 normally closed contacts, 230VAC, 50/60Hz, specification S00, screw terminal; 3RH61221AP00 | 3rh61221ap00 | 3RH61221AP00 | 次日发货 | 7fee5de4ad15d3df.jpg.avif | ✅ 存在
西门子 接触器230VAC50/60HZ 4kW 400V辅助触点1个常开触点+1个常闭触点,3极规格S0螺丝端子；3RT60231AL20 | Siemens contactor 230VAC50/60HZ 4kW 400V auxiliary contact 1 normally open contact + 1 normally closed contact, 3-pole specification S0 screw terminal; 3RT60231AL20 | 3rt60231al20 | 3RT60231AL20 | 次日发货 | be05db85a33d87f6.jpg.avif | ❌ 不存在
西门子 按钮,22mm,塑料,白色,按钮,平,键控式,带有支架1S,螺栓型端子连接；3SU11000AB601BA0 | Siemens push button, 22mm, plastic, white, push button, flat, keyed, with bracket 1S, screw terminal connection; 3SU11000AB601BA0 | 3su11000ab601ba0 | 3SU11000AB601BA0 | 次日发货 | e5582a0d47a06f64.jpg.avif | ✅ 存在
西门子 ET-5SY国产 直流型 微型断路器 16A 1P C 10kA；5SY5 DC 1P C16 | Siemens ET-5SY domestic DC type miniature circuit breaker 16A 1P C 10kA; 5SY5 DC 1P C16 | 5sy51167cc | 5SY5 DC 1P C16 | 当日发货 | bc4cd446762d6c00.jpg.avif | ✅ 存在
西门子 发光按钮,22mm,圆形,金属,高光,蓝色,按钮,平,键控式；3SU10510AB500AA0 | Siemens illuminated button, 22mm, round, metal, high-gloss, blue, button, flat, keyed; 3SU10510AB500AA0 | 3su10510ab500aa0 | 3SU10510AB500AA0 | 次日发货 | f6b0de5a9f590e69.jpg.avif | ✅ 存在
西门子 一体型信号灯,22mm,塑料,圆形,集成LED,220VAC白色；3SB62D6W | Siemens integrated signal light, 22mm, plastic, round, integrated LED, 220VAC white; 3SB62D6W | 3sb62166aa601aa0 | 3SB62D6W | 次日发货 | 76a2df6daae95d54.jpg.avif | ✅ 存在
西门子 ET-5SY国产 微型断路器 20A 2P D 6kA；5SY6 2P D20 | Siemens ET-5SY domestic miniature circuit breaker 20A 2P D 6kA; 5SY6 2P D20 | 5sy62208cc | 5SY6 2P D20 | 次日发货 | f9ded72846c25331.jpg.avif | ✅ 存在
西门子 接触器220VAC50/60HZ 15kW 400V,3极规格S2螺丝端子；3RT50341AN20 | Siemens contactor 220VAC50/60HZ 15kW 400V, 3-pole specification S2 screw terminal; 3RT50341AN20 | 3rt50341an20 | 3RT50341AN20 | 当日发货 | 040d4de22648f6aa.jpg.avif | ✅ 存在
西门子 ET-5SY国产 微型断路器 32A 4P D 6kA；5SY6 4P D32 | Siemens ET-5SY domestic miniature circuit breaker 32A 4P D 6kA; 5SY6 4P D32 | 5sy64328cc | 5SY6 4P D32 | 当日发货 | ca82f5bc01bb6122.jpg.avif | ❌ 不存在
西门子 接触器380...420VUC 200kW 操作辅助触点2个常开触点+2个常闭触点,3极规格S12母排连接传统操作机构螺丝端子；3RT50756AV36 | Siemens contactor 380...420VUC 200kW operating auxiliary contacts 2 normally open contacts + 2 normally closed contacts, 3-pole specification S12 busbar connected to traditional operating mechanism screw terminals; 3RT50756AV36 | 3rt50756av36 | 3RT50756AV36 | 次日发货 | 6b736618b4064019.jpg.avif | ✅ 存在
西门子 接触器AC50Hz,110V 18A 7.5kW 辅助触点：无,规格0；3TS32000XF0 | Siemens contactor AC50Hz, 110V 18A 7.5kW auxiliary contact: none, specification 0; 3TS32000XF0 | 3ts32000xf0 | 3TS32000XF0 | 次日发货 | b8f6a9e1d0678684.jpg.avif | ❌ 不存在
西门子 过载继电器25...40A脱扣等级：10A规格4用于3TS47-50辅助触点：1个常开触点+1个常闭触点；3US58402E | Siemens overload relay 25...40A tripping class: 10A size 4 for 3TS47-50 auxiliary contacts: 1 normally open contact + 1 normally closed contact; 3US58402E | 3us58402e | 3US58402E | 次日发货 | 3d576545d1ca9d8a.jpg.avif | ❌ 不存在
西门子 全套装置组合22mm塑料金属圆形钥匙操作按钮2个开关位置,V位置封锁在左侧和右侧位置移动带支架螺丝端子,1个常开触点；3SB6130-4AA11-1BA0 | Siemens complete device combination 22mm plastic metal round key operating button 2 switch positions, V position blocked in left and right position movement with bracket screw terminals, 1 normally open contact; 3SB6130-4AA11-1BA0 | 3sb61304aa111ba0 | 3SB6130-4AA11-1BA0 | 次日发货 | 820ffcf754fc649d.jpg.avif | ✅ 存在
西门子 ET-5SY国产 微型断路器 20A 1P D 6kA；5SY6 1P D20 | Siemens ET-5SY domestic miniature circuit breaker 20A 1P D 6kA; 5SY6 1P D20 | 5sy61208cc | 5SY6 1P D20 | 次日发货 | eb9eb047b40f93c4.jpg.avif | ✅ 存在
西门子 ET-5SY国产 紧凑型电子式剩余电流保护断路器 10A 1P+N C 6kA 30mA A；5SV9 A 30mA 1P+N 6KA C10 | Siemens ET-5SY domestic compact electronic residual current protection circuit breaker 10A 1P+N C 6kA 30mA A; 5SV9 A 30mA 1P+N 6KA C10 | 5sv93167nk10 | 5SV9 A 30mA 1P+N 6KA C10 | 次日发货 | 0a704559df806d00.jpg.avif | ✅ 存在
西门子 微型断路器；5SL6 2P C25 | Siemens miniature circuit breaker; 5SL6 2P C25 | 5sl62257cc | 5SL6 2P C25 | 次日发货 | 2c0fee411190166d.jpg.avif | ✅ 存在
西门子 电动机保护断路器0.4A,A脱扣器0.28-0.4A,N脱扣器5.2A,用于电机保护,等级10,螺纹连接,横向辅助开关1NO+1NC；3RV60110EA15 | Siemens motor protection circuit breaker 0.4A, A release 0.28-0.4A, N release 5.2A, used for motor protection, level 10, threaded connection, horizontal auxiliary switch 1NO+1NC; 3RV60110EA15 | 3rv60110ea15 | 3RV60110EA15 | 次日发货 | ca2fdc0c654e7e12.jpg.avif | ✅ 存在
西门子 微型断路器；H20 2C 10A | Siemens miniature circuit breaker; H20 2C 10A | 5th62107cc | H20 2C 10A | 次日发货 | 556a81e3d7430bfe.jpg.avif | ✅ 存在
西门子 ET-5SY国产 微型断路器 16A 2P C 10kA；5SY4 2P C16 | Siemens ET-5SY domestic miniature circuit breaker 16A 2P C 10kA; 5SY4 2P C16 | 5sy42167cc | 5SY4 2P C16 | 次日发货 | c3bf6f3b86b4b63f.jpg.avif | ❌ 不存在
西门子 ET-5SY国产 微型断路器 80A 3P C 6kA；5SY6 3P C80 | Siemens ET-5SY domestic miniature circuit breaker 80A 3P C 6kA; 5SY6 3P C80 | 5sy63807cc | 5SY6 3P C80 | 次日发货 | e82fe397cbad2fdd.jpg.avif | ✅ 存在
西门子 接触器AC50/60Hz,220V 65A 30kW 辅助触点：2个常开触点+2个常闭触点,规格3；3TS47220XN2 | Siemens contactor AC50/60Hz, 220V 65A 30kW auxiliary contacts: 2 normally open contacts + 2 normally closed contacts, specification 3; 3TS47220XN2 | 3ts47220xn2 | 3TS47220XN2 | 次日发货 | 4b5192cb838dd6f3.jpg.avif | ❌ 不存在
西门子 过载继电器2.2...3.2A规格S0,等级10,安装至接触器,主电路：螺丝端子,辅助电路：螺丝端子；3RU61261DB0 | Siemens overload relay 2.2...3.2A size S0, class 10, mounted to contactor, main circuit: screw terminals, auxiliary circuit: screw terminals; 3RU61261DB0 | 3ru61261db0 | 3RU61261DB0 | 次日发货 | f24b5198b0cd65d4.jpg.avif | ✅ 存在
西门子 功率接触器,38A,18.5kW,1NO+1NC,24VDC,3极,尺寸S0笼卡式连接；3RT20282BB40 | Siemens power contactor, 38A, 18.5kW, 1NO+1NC, 24VDC, 3 pole, size S0 cage card connection; 3RT20282BB40 | 3rt20282bb40 | 3RT20282BB40 | 次日发货 | e912e1e11a52a826.jpg.avif | ✅ 存在
西门子 G智能型操作面板IOP-2的补充用于G120,G120PG110M,G110D,G120D,G120CET200PROFC-2语；6SL32550AA004JA2 | Siemens G intelligent operation panel IOP-2 supplement for G120, G120PG110M, G110D, G120D, G120CET200PROFC-2; 6SL32550AA004JA2 | 6sl32550aa004ja2 | 6SL32550AA004JA2 |  | 2d60f4e924f6cd46.jpg.avif | ✅ 存在
西门子 转换开关,22mm,圆形,金属,高光,白色,旋钮开关,短柄,3个开关位置,锁定,1S,1S,螺栓型端子连接；3SU11502BL601NA0 | Siemens transfer switch, 22mm, round, metal, high-gloss, white, rotary switch, short handle, 3 switch positions, locking, 1S, 1S, screw terminal connection; 3SU11502BL601NA0 | 3su11502bl601na0 | 3SU11502BL601NA0 | 次日发货 | fd6dd582807e05f8.jpg.avif | ✅ 存在
西门子 3RT7系列 接触器 AC-3 6A/22kW 400V 辅助触点:1NO AC220V 50/60Hz S00规格 | Siemens 3RT7 series contactor AC-3 6A/22kW 400V auxiliary contact: 1NO AC220V 50/60Hz S00 specifications | 3rt70141an21 | 3RT70141AN21 | 次日发货 | 2d3eef68ec461d34.jpg.avif | ❌ 不存在
西门子 笼卡型布线成套工具电气和机械包括机械可逆起动器联锁装置尺寸S00；3RA29132AA2 | Siemens Cage type wiring kit electrical and mechanical including mechanical reversing starter interlock size S00; 3RA29132AA2 | 3ra29132aa2 | 3RA29132AA2 |  | af828359d9b72a11.jpg.avif | ✅ 存在
西门子 气动时间继电器块接通延时0.1...30s1个常开触点+1个常闭触点用于3RT5电机接触器规格S2-S3；3RT59262PA01 | Siemens pneumatic time relay block switch-on delay 0.1...30s 1 normally open contact + 1 normally closed contact for 3RT5 motor contactor specifications S2-S3; 3RT59262PA01 | 3rt59262pa01 | 3RT59262PA01 |  | 68b251be576c80d7.jpg.avif | ✅ 存在
西门子 微型断路器；5SL6 4P C63 | Siemens miniature circuit breaker; 5SL6 4P C63 | 5sl64637cc | 5SL6 4P C63 | 次日发货 | 3dfbdd38aa9c542f.jpg.avif | ✅ 存在
西门子 ET-5SY国产 微型断路器 32A 3P+N C 6kA；5SY6 3P+N C32 | Siemens ET-5SY domestic miniature circuit breaker 32A 3P+N C 6kA; 5SY6 3P+N C32 | 5sy66327cc | 5SY6 3P+N C32 | 次日发货 | fc2b9da41b2b6c99.jpg.avif | ❌ 不存在
西门子 ET-5SY国产 微型断路器 10A 1P+N D 6kA；5SY6 1P+N D10 | Siemens ET-5SY domestic miniature circuit breaker 10A 1P+N D 6kA; 5SY6 1P+N D10 | 5sy65108cc | 5SY6 1P+N D10 | 次日发货 | 174ac19b64725ffe.jpg.avif | ❌ 不存在
西门子 过载继电器34...40A规格S0,等级10,安装至接触器,主电路：螺丝端子,辅助电路：螺丝端子；3RU61264FB0 | Siemens overload relay 34...40A size S0, class 10, mounted to contactor, main circuit: screw terminals, auxiliary circuit: screw terminals; 3RU61264FB0 | 3ru61264fb0 | 3RU61264FB0 | 次日发货 | ed7f6ccb4442e729.jpg.avif | ✅ 存在
西门子 ET-5SY国产 微型断路器 6A 1P+N C 6kA；5SY6 1P+N C6 | Siemens ET-5SY domestic miniature circuit breaker 6A 1P+N C 6kA; 5SY6 1P+N C6 | 5sy65067cc | 5SY6 1P+N C6 | 次日发货 | 174ac19b64725ffe.jpg.avif | ❌ 不存在
西门子 过载继电器40...50A规格S2,等级10,安装至接触器,主电路：螺丝端子,辅助电路：螺丝端子；3RU51364HB0 | Siemens overload relay 40...50A size S2, class 10, mounted to contactor, main circuit: screw terminals, auxiliary circuit: screw terminals; 3RU51364HB0 | 3ru51364hb0 | 3RU51364HB0 | 次日发货 | 67efc043dadd0483.jpg.avif | ✅ 存在
西门子 电磁式剩余电流保护开关 25A 4P 30mA AC；5SV4 AC 30mA 25A 4P | Siemens electromagnetic residual current protection switch 25A 4P 30mA AC; 5SV4 AC 30mA 25A 4P | 5sv43420 | 5SV4 AC 30mA 25A 4P | 次日发货 | 72f8eae1cb94de25.jpg.avif | ✅ 存在
西门子 电动机保护断路器,结构尺寸S00用于电机保护,等级10,A脱扣器1.8-2.5A,N脱扣器33A；3RV20111CA10 | Siemens motor protection circuit breaker, structure size S00 is used for motor protection, level 10, A release 1.8-2.5A, N release 33A; 3RV20111CA10 | 3rv20111ca10 | 3RV20111CA10 | 次日发货 | 8eec74bbe1d2154b.jpg.avif | ✅ 存在
西门子 接触器380...420VUC 132kW 操作辅助触点2个常开触点+2个常闭触点,3极规格S10母排连接传统操作机构螺丝端子；3RT50656AV36 | Siemens contactor 380...420VUC 132kW operating auxiliary contacts 2 normally open contacts + 2 normally closed contacts, 3-pole specification S10 busbar connected to traditional operating mechanism screw terminals; 3RT50656AV36 | 3rt50656av36 | 3RT50656AV36 | 次日发货 | 355e42f1e47eb083.jpg.avif | ✅ 存在
西门子 电动机保护断路器12.5A,额定电流12.5A,N脱扣器156A,用于起动器组合,螺纹连接,；3RV63111KC10 | Siemens motor protective circuit breaker 12.5A, rated current 12.5A, N release 156A, used in starter combination, threaded connection,; 3RV63111KC10 | 3rv63111kc10 | 3RV63111KC10 | 次日发货 | ea79a57834240d87.jpg.avif | ✅ 存在
西门子 塑壳断路器 极数3P 额定电流315A 额定极限分断能力35kA 脱扣器类型TMF；3VT400 N315 TMF F/3P | Siemens molded case circuit breaker, pole number 3P, rated current 315A, rated ultimate breaking capacity 35kA, release type TMF; 3VT400 N315 TMF F/3P | 3vt84311aa030aa0 | 3VT400 N315 TMF F/3P | 次日发货 | e550023025fa9c21.jpg.avif | ❌ 不存在
西门子 电磁式剩余电流保护断路器 20A 1P+N C 6kA 30mA AC；5SU1 电磁式 AC 30mA 1P+N C20 6KA | Siemens electromagnetic residual current protection circuit breaker 20A 1P+N C 6kA 30mA AC; 5SU1 electromagnetic AC 30mA 1P+N C20 6KA | 5su13561kk20 | 5SU1 电磁式 AC 30mA 1P+N C20 6KA | 次日发货 | 3fd9bd38eabf0c75.jpg.avif | ✅ 存在
西门子 左侧分励脱扣器208-277VAC50/60HZ220-250VDC配件用于：3VA1与3VA20至3VA25；MX_220 | Siemens left shunt tripper 208-277VAC50/60HZ220-250VDC accessories are used for: 3VA1 and 3VA20 to 3VA25; MX_220 | 3va99880bl33 | MX_220 | 次日发货 | 2939eaccfeafcc6d.jpg.avif | ✅ 存在
西门子 热过载继电器135-160A规格S6,等级10,用于单独安装,主电路：螺丝端子,辅助电路：螺丝端子；3RU51563LB2 | Siemens thermal overload relay 135-160A specification S6, level 10, for separate installation, main circuit: screw terminal, auxiliary circuit: screw terminal; 3RU51563LB2 | 3ru51563lb2 | 3RU51563LB2 | 次日发货 | 907f1943deb009b6.jpg.avif | ✅ 存在
西门子 附件,用于VT250门耦合旋转机构；3VT9300-3MG10 | Siemens accessories for VT250 door coupling swivel mechanism; 3VT9300-3MG10 | 3vt93003mg10 | 3VT9300-3MG10 | 次日发货 | 537c523d6629981e.jpg.avif | ✅ 存在
西门子 SIMOTICS S-1FL6 低惯量型电机,2500线增量编码器,带键槽,不带抱闸；1FL6042-2AF21-1AA1 | Siemens SIMOTICS S-1FL6 low inertia motor, 2500-line incremental encoder, with keyway, without brake; 1FL6042-2AF21-1AA1 | 1fl60422af211aa1 | 1FL6042-2AF21-1AA1 | 次日发货 | 8c41fedef6978f4b.jpg.avif | ❌ 不存在
西门子 G120XA变频器无操作面板 45kW AC380-440V；6SL32201YD380UB0 | Siemens G120XA inverter without operation panel 45kW AC380-440V; 6SL32201YD380UB0 | 6sl32201yd380ub0 | 6SL32201YD380UB0 | 次日发货 | b3494ebb52fbd7cb.jpg.avif | ✅ 存在
西门子 V90控制器(PN)，低惯量，0.1kW/1.2A, FSA，6SL32105FB101UF2 | Siemens V90 controller (PN), low inertia, 0.1kW/1.2A, FSA, 6SL32105FB101UF2 | 6sl32105fb101uf2 | 6SL32105FB101UF2 |  | 0!450450.jpg | ❌ 不存在
西门子 SINAMICS V20 3AC 380V变频器,无内置滤波器,2台/盒 15kW AC380-480V；6SL3210-5BE31-5UV0 | Siemens SINAMICS V20 3AC 380V inverter, no built-in filter, 2 units/box 15kW AC380-480V; 6SL3210-5BE31-5UV0 | 6sl32105be315uv0 | 6SL3210-5BE31-5UV0 | 次日发货 | 3ff091b99c192045.jpg.avif | ✅ 存在
西门子 平头按钮,绿色；3SU11500AB401BA0 | Siemens flat button, green; 3SU11500AB401BA0 | 3su11500ab401ba0 | 3SU11500AB401BA0 | 次日发货 | d669fc3232513d68.jpg.avif | ✅ 存在
西门子 电动机保护断路器1.6A,额定电流1.6A,N脱扣器21A,用于起动器组合,螺纹连接,；3RV63111AC10 | Siemens motor protection circuit breaker 1.6A, rated current 1.6A, N release 21A, used in starter combination, threaded connection,; 3RV63111AC10 | 3rv63111ac10 | 3RV63111AC10 | 次日发货 | 652945476e5731cb.jpg.avif | ✅ 存在
西门子 过载继电器0.18...0.25A规格S00,等级10,安装至接触器,主电路：螺丝端子,辅助电路：螺丝端子；3RU61160CB0 | Siemens overload relay 0.18...0.25A specification S00, class 10, mounted to contactor, main circuit: screw terminals, auxiliary circuit: screw terminals; 3RU61160CB0 | 3ru61160cb0 | 3RU61160CB0 | 次日发货 | 498e330dc0a49633.jpg.avif | ✅ 存在
西门子 数字量输出模块,16继电器输出；S7-200 SMART EM QR16 | Siemens digital output module, 16 relay outputs; S7-200 SMART EM QR16 | 6es72882qr160aa0 | S7-200 SMART EM QR16 | 当日发货 | 9e53764393d5cc49.jpg.avif | ✅ 存在
西门子 电动机保护断路器,脱扣器10A,A脱扣器7-10A,N脱扣器130A,用于电机保护,等级10,螺纹连接,横向辅助开关1NO+1NC；3RV60111JA15 | Siemens motor protection circuit breaker, release 10A, A release 7-10A, N release 130A, used for motor protection, level 10, threaded connection, horizontal auxiliary switch 1NO+1NC; 3RV60111JA15 | 3rv60111ja15 | 3RV60111JA15 | 当日发货 | 7e2b28c8225477da.jpg.avif | ❌ 不存在
西门子 可编程控制器数字量输入模块；6ES72882DE080AA0 | Siemens programmable controller digital input module; 6ES72882DE080AA0 | 6es72882de080aa0 | 6ES72882DE080AA0 | 当日发货 | 1efaa9e2dc4aebbb.jpg.avif | ✅ 存在
西门子 热电阻输入模块,4通道；S7-200 SMART EM AR04 | Siemens thermal resistance input module, 4 channels; S7-200 SMART EM AR04 | 6es72883ar040aa0 | S7-200 SMART EM AR04 | 当日发货 | aa1b3483b18f501a.jpg.avif | ✅ 存在
西门子 接触器AC50HZ,220V 6A 2.2kW 辅助触点：无,规格0；3TS29000XM0 | Siemens contactor AC50HZ, 220V 6A 2.2kW auxiliary contact: none, specification 0; 3TS29000XM0 | 3ts29000xm0 | 3TS29000XM0 | 当日发货 | 52e1287f434ab798.jpg.avif | ✅ 存在
西门子 AUX.开关组,1NO+1NC,DINEN50005,横向,10mm,螺旋端子,尺寸S0...S12用于电机接触器,2极1.横向辅助开关；3RH59211EA11 | Siemens AUX. switch set, 1NO+1NC, DINEN50005, horizontal, 10mm, screw terminal, size S0...S12 for motor contactor, 2 pole 1. Horizontal auxiliary switch; 3RH59211EA11 | 3rh59211ea11 | 3RH59211EA11 |  | af6e67cbda390cce.jpg.avif | ❌ 不存在
西门子 ET-5SN国产 电子式剩余电流保护断路器 16A 1P+N C 6kA 30mA AC；5SU9/SN AC 30 mA 1P+N 6KA C16 | Siemens ET-5SN domestic electronic residual current protection circuit breaker 16A 1P+N C 6kA 30mA AC; 5SU9/SN AC 30 mA 1P+N 6KA C16 | 5su93561cn16 | 5SU9/SN AC 30 mA 1P+N 6KA C16 | 当日发货 | 772ef472e5461343.jpg.avif | ❌ 不存在
西门子 ET-5SY国产 微型断路器 10A 3P C 6kA；5SY63P C10 | Siemens ET-5SY domestic miniature circuit breaker 10A 3P C 6kA; 5SY63P C10 | 5sy63107cc | 5SY63P C10 | 当日发货 | e82fe397cbad2fdd.jpg.avif | ❌ 不存在
西门子 ET-5SY国产 微型断路器 16A 4P C 6kA；5SY6 4P C16 | Siemens ET-5SY domestic miniature circuit breaker 16A 4P C 6kA; 5SY6 4P C16 | 5sy64167cc | 5SY6 4P C16 | 次日发货 | 93c4bdcd083e16b9.jpg.avif | ❌ 不存在
西门子 中央处理单元 (CPU)；6ES72141BG400XB0 | Siemens Central Processing Unit (CPU); 6ES72141BG400XB0 | 6es72141bg400xb0 | 6ES72141BG400XB0 | 次日发货 | c0221de62dda0aff.jpg.avif | ✅ 存在
西门子 独立适配器OLR3US50；3US1950 | Siemens independent adapter OLR3US50; 3US1950 | 3us1950 | 3US1950 | 当日发货 | b14f4511ee1cbd9a.jpg.avif | ✅ 存在
西门子 ET-5SY国产 微型断路器 32A 3P C 6kA；5SY6 3P C32 | Siemens ET-5SY domestic miniature circuit breaker 32A 3P C 6kA; 5SY6 3P C32 | 5sy63327cc | 5SY6 3P C32 | 当日发货 | 64c72eb6d5aef6cb.jpg.avif | ✅ 存在
西门子 模拟输入模块；6ES75317KF000AB0 | Siemens analog input module; 6ES75317KF000AB0 | 6es75317kf000ab0 | 6ES75317KF000AB0 | 次日发货 | 64ef288feb68f2ce.jpg.avif | ✅ 存在
西门子 ET-5SY国产 微型断路器 10A 3P D 6kA；5SY6 3P D10 | Siemens ET-5SY domestic miniature circuit breaker 10A 3P D 6kA; 5SY6 3P D10 | 5sy63108cc | 5SY6 3P D10 | 当日发货 | d90cb842d8fca0b9.jpg.avif | ✅ 存在
西门子 ET-5SY国产 微型断路器 3A 1P C 6kA；5SY6 1P C3 | Siemens ET-5SY domestic miniature circuit breaker 3A 1P C 6kA; 5SY6 1P C3 | 5sy61037cc | 5SY6 1P C3 | 当日发货 | 88bc2c5f573b67d1.jpg.avif | ❌ 不存在
西门子 辅助开关,横向尺寸S00,S0用于断路器1NO+1NC；3RV69011A | Siemens auxiliary switch, horizontal size S00, S0 for circuit breaker 1NO+1NC; 3RV69011A | 3rv69011a | 3RV69011A | 当日发货 | 9cfbc66393a6a31c.jpg.avif | ✅ 存在
西门子 SITOR熔断器负荷开关开关10x38,至32A,690VAC；3NC1091 | Siemens SITOR fuse load switch switch 10x38, to 32A, 690VAC; 3NC1091 | 3nc1091 | 3NC1091 |  | 77dd6fe8ce5423b1.jpg.avif | ✅ 存在
西门子 正面安装的辅助触点用于3TS29-36正面安装的辅助触点（1个常闭触点）；3TX30012A | Siemens front-mounted auxiliary contacts for 3TS29-36 front-mounted auxiliary contacts (1 normally closed contact); 3TX30012A | 3tx30012a | 3TX30012A | 当日发货 | 48726b958def8eba.jpg.avif | ✅ 存在
西门子 接触器AC50HZ,220V 6A 2.2kW 辅助触点：1个常闭触点,规格0；3TS29010XM0 | Siemens contactor AC50HZ, 220V 6A 2.2kW auxiliary contact: 1 normally closed contact, specification 0; 3TS29010XM0 | 3ts29010xm0 | 3TS29010XM0 | 当日发货 | 0b43890768867216.jpg.avif | ❌ 不存在
西门子 接触器DC24V 11kW 400V辅助触点1个常开触点+1个常闭触点,3极规格S0螺丝端子；3RT60261BB40 | Siemens contactor DC24V 11kW 400V auxiliary contact 1 normally open contact + 1 normally closed contact, 3-pole specification S0 screw terminal; 3RT60261BB40 | 3rt60261bb40 | 3RT60261BB40 | 当日发货 | e309dc9daea713be.jpg.avif | ❌ 不存在
西门子 全套装置组合22mm塑料金属圆形按钮瞬时带扁平按钮带支架螺丝端子,1个常开触点绿色；3SB63G10 | Siemens complete device combination 22mm plastic metal round button momentary with flat button with bracket screw terminal, 1 normally open contact green; 3SB63G10 | 3sb61300ab401ba0 | 3SB63G10 | 当日发货 | 2226314b209a935f.jpg.avif | ✅ 存在
西门子 电磁式剩余电流模块,4极,型号AC,输入：40A,30mA,适用于5SY；5SM2 电磁式 / 模块 AC 30mA 4P 0.3 ~ 40A | Siemens electromagnetic residual current module, 4 poles, model AC, input: 40A, 30mA, suitable for 5SY; 5SM2 electromagnetic / module AC 30mA 4P 0.3 ~ 40A | 5sm23420 | 5SM2 电磁式 / 模块 AC 30mA 4P 0.3 ~ 40A | 当日发货 | 228f08f0c635edd2.jpg.avif | ✅ 存在
西门子 ET-5SN国产 微型断路器 10A 3P C 6kA；5SN6 3PC10 | Siemens ET-5SN domestic miniature circuit breaker 10A 3P C 6kA; 5SN6 3PC10 | 5sn63107cn | 5SN6 3PC10 | 当日发货 | 92913a32ebeb3e00.jpg.avif | ✅ 存在
西门子 接触器220VAC50/60HZ 3kW 400V辅助触点：1个常开触点,3极规格S00螺丝端子；3RT60151AN21 | Siemens contactor 220VAC50/60HZ 3kW 400V auxiliary contact: 1 normally open contact, 3-pole specification S00 screw terminal; 3RT60151AN21 | 3rt60151an21 | 3RT60151AN21 | 当日发货 | d389bd68c3629d5d.jpg.avif | ✅ 存在
西门子 接触器24VAC50/60HZ 4kW 400V辅助触点：1个常开触点,3极规格S00螺丝端子；3RT60161AB01 | Siemens contactor 24VAC50/60HZ 4kW 400V auxiliary contact: 1 normally open contact, 3-pole specification S00 screw terminal; 3RT60161AB01 | 3rt60161ab01 | 3RT60161AB01 | 当日发货 | 13298a4fe94ce40f.jpg.avif | ✅ 存在
西门子 接触器220VAC50/60HZ 22kW 400V,3极规格S2螺丝端子；3RT50361AN20 | Siemens contactor 220VAC50/60HZ 22kW 400V, 3-pole specification S2 screw terminal; 3RT50361AN20 | 3rt50361an20 | 3RT50361AN20 | 当日发货 | 0c1622393360bba2.jpg.avif | ✅ 存在
西门子 ET-5SY国产 微型断路器 20A 2P C 6kA；5SY6 2P C20 | Siemens ET-5SY domestic miniature circuit breaker 20A 2P C 6kA; 5SY6 2P C20 | 5sy62207cc | 5SY6 2P C20 | 当日发货 | 1cb9913856fee491.jpg.avif | ✅ 存在
西门子 扩展模拟量输入输出模块；6ES72344HE320XB0 | Siemens extended analog input and output module; 6ES72344HE320XB0 | 6es72344he320xb0 | 6ES72344HE320XB0 | 次日发货 | 33ec469ec6cd60b3.jpg.avif | ✅ 存在
西门子 中央处理单元（CPU）；6ES72121AE400XB0 | Siemens central processing unit (CPU); 6ES72121AE400XB0 | 6es72121ae400xb0 | 6ES72121AE400XB0 | 次日发货 | 2cc5b15f7f9d1ef2.jpg.avif | ✅ 存在
西门子 ET-5SY国产 模块化插座输出端口,2P+E,250V,10A,2.5MW,遵照英国标准,用于安装在配电板里；5TE68061CC | Siemens ET-5SY domestic modular socket output port, 2P+E, 250V, 10A, 2.5MW, complies with British standards, used for installation in distribution boards; 5TE68061CC | 5te68061cc | 5TE68061CC |  | 2740d38b1509a521.jpg.avif | ✅ 存在
西门子 电动机保护断路器20A,A脱扣器14-20A,N脱扣器260A,用于电机保护,等级10,螺纹连接,横向辅助开关1NO+1NC；3RV60214BA15 | Siemens motor protection circuit breaker 20A, A release 14-20A, N release 260A, used for motor protection, level 10, threaded connection, horizontal auxiliary switch 1NO+1NC; 3RV60214BA15 | 3rv60214ba15 | 3RV60214BA15 | 当日发货 | 46bcd1d389b89446.jpg.avif | ✅ 存在
西门子 接触器继电器,4个常开触点,220VDC,规格S00,螺丝端子；3RH61401BM40 | Siemens contactor relay, 4 normally open contacts, 220VDC, size S00, screw terminal; 3RH61401BM40 | 3rh61401bm40 | 3RH61401BM40 | 当日发货 | 9fa27917a1015522.jpg.avif | ✅ 存在
西门子 过载继电器8...2.5A脱扣等级：10A规格0用于3TS29-32、3TB39-41辅助触点：1个常开触点+1个常闭触点；3US50401K | Siemens overload relay 8...2.5A tripping class: 10A specification 0 for 3TS29-32, 3TB39-41 auxiliary contacts: 1 normally open contact + 1 normally closed contact; 3US50401K | 3us50401k | 3US50401K | 当日发货 | 276360637f1b5ca8.jpg.avif | ❌ 不存在
西门子 S7-1200,数字量I/OSM1223,16DI/16DO,16DI24VDC,灌电流/拉电流,16DO,晶体管0.5A；6ES72231BL320XB0 | Siemens S7-1200, digital I/OSM1223, 16DI/16DO, 16DI24VDC, sink/source current, 16DO, transistor 0.5A; 6ES72231BL320XB0 | 6es72231bl320xb0 | 6ES72231BL320XB0 | 次日发货 | c35ca2be9d57a179.jpg.avif | ✅ 存在
西门子 可编程控制器电池信号板；6ES72885BA010AA0；仅限江浙沪销售 | Siemens programmable controller battery signal board; 6ES72885BA010AA0; ​​only sold in Jiangsu, Zhejiang and Shanghai | 6es72885ba010aa0 | 6ES72885BA010AA0 | 当日发货 | e15ea3cf2a300eac.jpg.avif | ✅ 存在
西门子 电磁式剩余电流保护断路器 10A 1P+N C 6kA 30mA AC；5SU1 电磁式 AC 30mA 1P+N C10 6KA | Siemens electromagnetic residual current protection circuit breaker 10A 1P+N C 6kA 30mA AC; 5SU1 electromagnetic AC 30mA 1P+N C10 6KA | 5su13561kk10 | 5SU1 电磁式 AC 30mA 1P+N C10 6KA | 次日发货 | 507ca5f7b728d75e.jpg.avif | ✅ 存在
西门子 触点模块带1个开关元件,1S,螺栓型端子连接,用于前面板安装,；3SU14001AA101BA0 | Siemens contact module with 1 switching element, 1S, screw terminal connection, for front panel mounting, 3SU14001AA101BA0 | 3su14001aa101ba0 | 3SU14001AA101BA0 | 当日发货 | 12355585d7dc10d2.jpg.avif | ✅ 存在
西门子 ET-5SY国产 故障信号触点1NO+1NC；5ST30200CC | Siemens ET-5SY domestic fault signal contact 1NO+1NC; 5ST30200CC | 5st30200cc | 5ST30200CC | 当日发货 | e88e0c2a1bd8db00.jpg.avif | ✅ 存在
西门子 接触器220VAC50/60HZ 4kW 400V辅助触点：1个常开触点,3极规格S00螺丝端子；3RT60161AN21 | Siemens contactor 220VAC50/60HZ 4kW 400V auxiliary contact: 1 normally open contact, 3-pole specification S00 screw terminal; 3RT60161AN21 | 3rt60161an21 | 3RT60161AN21 | 当日发货 | b9d45720840103f6.jpg.avif | ✅ 存在
西门子 ET-5SY国产 直流型 微型断路器 10A 1P C 10kA；5SY5 DC 1P C10 | Siemens ET-5SY domestic DC type miniature circuit breaker 10A 1P C 10kA; 5SY5 DC 1P C10 | 5sy51107cc | 5SY5 DC 1P C10 | 当日发货 | 5236826418e84f69.jpg.avif | ❌ 不存在
西门子 可编程控制器热电阻输入模块；6ES72883AR020AA0 | Siemens programmable controller thermal resistance input module; 6ES72883AR020AA0 | 6es72883ar020aa0 | 6ES72883AR020AA0 | 当日发货 | 568424cc1bdb0070.jpg.avif | ✅ 存在
西门子 ET-5SY国产 微型断路器 4A 2P C 6kA；5SY6 2P C4 | Siemens ET-5SY domestic miniature circuit breaker 4A 2P C 6kA; 5SY6 2P C4 | 5sy62047cc | 5SY6 2P C4 | 当日发货 | 32aba96588f18d46.jpg.avif | ✅ 存在
西门子 过载继电器1.6...2.5A脱扣等级：10A规格0用于3TS29-32、3TB39-41辅助触点：1个常开触点+1个常闭触点；3US50401C | Siemens overload relay 1.6...2.5A tripping class: 10A specification 0 for 3TS29-32, 3TB39-41 auxiliary contacts: 1 normally open contact + 1 normally closed contact; 3US50401C | 3us50401c | 3US50401C | 当日发货 | 276360637f1b5ca8.jpg.avif | ❌ 不存在
西门子 接触器220VAC50/60HZ 7.5kW 400V辅助触点1个常开触点,3极规格S00螺丝端子；3RT60181AN21 | Siemens contactor 220VAC50/60HZ 7.5kW 400V auxiliary contact 1 normally open contact, 3-pole specification S00 screw terminal; 3RT60181AN21 | 3rt60181an21 | 3RT60181AN21 | 当日发货 | 66b0220ee0b1267f.jpg.avif | ✅ 存在
西门子 接触器36VAC50HZ 7.5kW 400V辅助触点1个常开触点+1个常闭触点,3极规格S0螺丝端子；3RT60251AG00 | Siemens contactor 36VAC50HZ 7.5kW 400V auxiliary contact 1 normally open contact + 1 normally closed contact, 3-pole specification S0 screw terminal; 3RT60251AG00 | 3rt60251ag00 | 3RT60251AG00 | 次日发货 | be05db85a33d87f6.jpg.avif | ❌ 不存在
西门子 过载继电器11...16A规格S00,等级10,安装至接触器,主电路：螺丝端子,辅助电路：螺丝端子；3RU61164AB0 | Siemens overload relay 11...16A size S00, class 10, mounted to contactor, main circuit: screw terminals, auxiliary circuit: screw terminals; 3RU61164AB0 | 3ru61164ab0 | 3RU61164AB0 | 当日发货 | 39280b6f4cd3a39d.jpg.avif | ✅ 存在
西门子 模拟量输出；6ES71356HD000BA1 | Siemens analog output; 6ES71356HD000BA1 | 6es71356hd000ba1 | 6ES71356HD000BA1 | 次日发货 | a229fee9490f760a.jpg.avif | ✅ 存在
西门子 ET-5SY国产 辅助电流开关2NC；5ST30120CC | Siemens ET-5SY domestic auxiliary current switch 2NC; 5ST30120CC | 5st30120cc | 5ST30120CC | 次日发货 | 9fac96e2ab6789a1.jpg.avif | ✅ 存在
西门子 接触器继电器AC50HZ,220V辅助触点：8个常开触点,规格0,螺纹连接；3TH82800XM0 | Siemens contactor relay AC50HZ, 220V auxiliary contacts: 8 normally open contacts, specification 0, threaded connection; 3TH82800XM0 | 3th82800xm0 | 3TH82800XM0 | 当日发货 | a7e64e02cd01899c.jpg.avif | ✅ 存在
西门子 SIMATIC HMI KTP1200 12寸TFT显示屏,1280×800；KTP1200 PN | Siemens SIMATIC HMI KTP1200 12-inch TFT display, 1280×800; KTP1200 PN | 6av21232mb030ax0 | KTP1200 PN | 次日发货 | 5caf7031f0c71e96.jpg.avif | ✅ 存在
西门子 ET-5SN国产 微型断路器 32A 3P C 6kA；5SN6 3P C32 | Siemens ET-5SN domestic miniature circuit breaker 32A 3P C 6kA; 5SN6 3P C32 | 5sn63327cn | 5SN6 3P C32 | 当日发货 | 92913a32ebeb3e00.jpg.avif | ❌ 不存在
西门子 接触器AC50HZ,220V 32A 15kW 辅助触点：2个常开触点+2个常闭触点,规格2螺纹连接；3TB44220XM0 | Siemens contactor AC50HZ, 220V 32A 15kW auxiliary contacts: 2 normally open contacts + 2 normally closed contacts, specification 2 threaded connection; 3TB44220XM0 | 3tb44220xm0 | 3TB44220XM0 | 当日发货 | af5cdfee25793881.jpg.avif | ❌ 不存在
西门子 S7-1200,数字输入SM1221,8DI,24VDC,灌电流/拉电流；6ES72211BF320XB0 | Siemens S7-1200, digital input SM1221, 8DI, 24VDC, sink/source current; 6ES72211BF320XB0 | 6es72211bf320xb0 | 6ES72211BF320XB0 | 次日发货 | de32e4cc4671fa1b.jpg.avif | ✅ 存在
西门子 ET-5SY国产 直流型 微型断路器 40A 1P C 10kA；5SY5 DC 1P C40 | Siemens ET-5SY domestic DC type miniature circuit breaker 40A 1P C 10kA; 5SY5 DC 1P C40 | 5sy51407cc | 5SY5 DC 1P C40 | 当日发货 | f97bcf038826f663.jpg.avif | ✅ 存在
西门子 接触器AC50/60Hz,220V 40A 18.5kW 辅助触点：1个常开触点+1个常闭触点,规格2；3TS35110XN2 | Siemens contactor AC50/60Hz, 220V 40A 18.5kW auxiliary contact: 1 normally open contact + 1 normally closed contact, specification 2; 3TS35110XN2 | 3ts35110xn2 | 3TS35110XN2 | 次日发货 | ad6a83c3d68c22e6.jpg.avif | ✅ 存在
西门子 电动机保护断路器2.5A,A脱扣器1.8-2.5A,N脱扣器33A,用于电机保护,等级10,螺纹连接,；3RV60111CA10 | Siemens motor protection circuit breaker 2.5A, A release 1.8-2.5A, N release 33A, used for motor protection, level 10, threaded connection,; 3RV60111CA10 | 3rv60111ca10 | 3RV60111CA10 | 次日发货 | 5915fddd779e472e.jpg.avif | ✅ 存在
西门子 ET-5SY国产 微型断路器 10A 1P C 10kA；5SY4 1P C10 | Siemens ET-5SY domestic miniature circuit breaker 10A 1P C 10kA; 5SY4 1P C10 | 5sy41107cc | 5SY4 1P C10 | 次日发货 | 0d1dcb415902b8c0.jpg.avif | ❌ 不存在
西门子 3RQ0系列 插拔针式继电器 通用款 AC230V 4CO 3A 带机械指示和LED | Siemens 3RQ0 series plug-in pin type relay universal AC230V 4CO 3A with mechanical indication and LED | 3rq00140dl20 | 3RQ00140DL20 | 次日发货 | e56d05741e07351b.jpg.avif | ❌ 不存在
西门子 ET-5SY国产 微型断路器 2A 1P C 6kA；5SY6 1P C2 | Siemens ET-5SY domestic miniature circuit breaker 2A 1P C 6kA; 5SY6 1P C2 | 5sy61027cc | 5SY6 1P C2 | 当日发货 | c416b503ecfe58f4.jpg.avif | ✅ 存在
西门子 过载继电器2.5...4A脱扣等级：10A规格0用于3TS29-32、3TB39-41辅助触点：1个常开触点+1个常闭触点；3US50401E | Siemens overload relay 2.5...4A trip level: 10A specification 0 for 3TS29-32, 3TB39-41 auxiliary contacts: 1 normally open contact + 1 normally closed contact; 3US50401E | 3us50401e | 3US50401E | 当日发货 | 8b13089ea0c14a98.jpg.avif | ❌ 不存在
西门子 中央处理单元（CPU）；6ES72141HG400XB0 | Siemens central processing unit (CPU); 6ES72141HG400XB0 | 6es72141hg400xb0 | 6ES72141HG400XB0 | 次日发货 | 10204bbdc832cbfe.jpg.avif | ✅ 存在
西门子 可编程控制器数字量输入/输出模块；6ES72882DT160AA0 | Siemens programmable controller digital input/output module; 6ES72882DT160AA0 | 6es72882dt160aa0 | 6ES72882DT160AA0 | 当日发货 | 0725f8779a9c4d52.jpg.avif | ✅ 存在
西门子 3RQ0系列 插拔针式继电器 通用款 DC24V 4CO 3A 带机械指示和LED | Siemens 3RQ0 series plug-in pin type relay universal type DC24V 4CO 3A with mechanical indication and LED | 3rq00140db40 | 3RQ00140DB40 | 当日发货 | 90ef1a276d2bcde9.jpg.avif | ✅ 存在
西门子 数字量输出模块,16×24VDC输出；S7-200 SMART EM QT16 | Siemens digital output module, 16×24VDC output; S7-200 SMART EM QT16 | 6es72882qt160aa0 | S7-200 SMART EM QT16 | 当日发货 | ac1ded731ac61b67.jpg.avif | ✅ 存在
西门子 电动机保护断路器5A,A脱扣器3.5-5A,N脱扣器65A,用于电机保护,等级10,螺纹连接,横向辅助开关；3RV60111FA15 | Siemens motor protection circuit breaker 5A, A release 3.5-5A, N release 65A, used for motor protection, level 10, threaded connection, horizontal auxiliary switch; 3RV60111FA15 | 3rv60111fa15 | 3RV60111FA15 | 当日发货 | 7e2b28c8225477da.jpg.avif | ❌ 不存在
西门子 ET-5SN国产 电子式剩余电流保护断路器 16A 2P C 6kA 30mA AC；5SU9/SN AC 30 mA 2P 6KA C16 | Siemens ET-5SN domestic electronic residual current protection circuit breaker 16A 2P C 6kA 30mA AC; 5SU9/SN AC 30 mA 2P 6KA C16 | 5su93261cn16 | 5SU9/SN AC 30 mA 2P 6KA C16 | 当日发货 | 16c719145549994c.jpg.avif | ✅ 存在
西门子 电动机保护断路器,脱扣器6.3A,A脱扣器4.5-6.3A,N脱扣器82A,用于电机保护,等级10,螺纹连接,横向辅助开关1NO+1NC；3RV60111GA15 | Siemens motor protection circuit breaker, release 6.3A, A release 4.5-6.3A, N release 82A, used for motor protection, level 10, threaded connection, horizontal auxiliary switch 1NO+1NC; 3RV60111GA15 | 3rv60111ga15 | 3RV60111GA15 | 当日发货 | 7e2b28c8225477da.jpg.avif | ❌ 不存在
西门子 接触器AC50HZ,220V 9A 4kW 辅助触点：1个常闭触点,规格0螺纹连接；3TB40010XM0 | Siemens contactor AC50HZ, 220V 9A 4kW auxiliary contact: 1 normally closed contact, specification 0 threaded connection; 3TB40010XM0 | 3tb40010xm0 | 3TB40010XM0 | 次日发货 | 169e950acb49c0b6.jpg.avif | ❌ 不存在
西门子 电动机保护断路器2.4-4A用于电机保护带螺丝端子Icu：100kA,辅助触点：1个常开触点+1个常闭触点；3VS13401MJ00 | Siemens motor protection circuit breaker 2.4-4A for motor protection with screw terminal Icu: 100kA, auxiliary contact: 1 normally open contact + 1 normally closed contact; 3VS13401MJ00 | 3vs13401mj00 | 3VS13401MJ00 | 当日发货 | 1943bd9d922a49ed.jpg.avif | ✅ 存在
西门子 辅助开关,横向尺寸S00,S0用于断路器1NO+1NC；3RV69011E | Siemens auxiliary switch, horizontal size S00, S0 for circuit breaker 1NO+1NC; 3RV69011E | 3rv69011e | 3RV69011E | 当日发货 | 64532c50c5b2ddb0.jpg.avif | ✅ 存在
西门子 LVHRC熔丝LINKGG/gL尺寸000,100A,500V；3NA38302C | Siemens LVHRC fuse LINKGG/gL size 000, 100A, 500V; 3NA38302C | 3na38302c | 3NA38302C | 当日发货 | 75e3f1c07807aeb5.jpg.avif | ✅ 存在
西门子 3RQ0系列 插拔针式继电器 纤薄款 DC24V 2CO 8A 带机械指示、LED和测试拨杆；3RQ00620DB42 | Siemens 3RQ0 series plug-in pin type relay slim model DC24V 2CO 8A with mechanical indication, LED and test lever; 3RQ00620DB42 | 3rq00620db42 | 3RQ00620DB42 | 当日发货 | bec3d9c68dba733a.jpg.avif | ✅ 存在
西门子 辅助开关正面,4NC电流路径1NC,1NC,1NC,1NC用于辅助接触器尺寸S00螺栓型端子连接；3RH29111GA04 | Siemens auxiliary switch front, 4NC current path 1NC, 1NC, 1NC, 1NC for auxiliary contactor size S00 screw terminal connection; 3RH29111GA04 | 3rh29111ga04 | 3RH29111GA04 |  | d3568f11076d2c1c.jpg.avif | ✅ 存在
西门子 辅助开关,横向尺寸S00,S0用于断路器2NO；3RV69011F | Siemens auxiliary switch, horizontal size S00, S0 for circuit breaker 2NO; 3RV69011F | 3rv69011f | 3RV69011F | 次日发货 | 11f5a37a283f57c6.jpg.avif | ✅ 存在
西门子 ET-5SN国产 微型断路器 16A 3P C 6kA；5SN6 3PC16 | Siemens ET-5SN domestic miniature circuit breaker 16A 3P C 6kA; 5SN6 3PC16 | 5sn63167cn | 5SN6 3PC16 | 当日发货 | 17dcd2e0d6cf28ca.jpg.avif | ✅ 存在
西门子 中央处理单元（CPU）；6ES72151AG400XB0 | Siemens central processing unit (CPU); 6ES72151AG400XB0 | 6es72151ag400xb0 | 6ES72151AG400XB0 | 次日发货 | 6ca43617fc596e70.jpg.avif | ✅ 存在
西门子 电动机保护断路器,脱扣器10A,A脱扣器7-10A,N脱扣器130A,用于电机保护,等级10,螺纹连接,；3RV60111JA10 | Siemens motor protection circuit breaker, release 10A, A release 7-10A, N release 130A, used for motor protection, level 10, threaded connection,; 3RV60111JA10 | 3rv60111ja10 | 3RV60111JA10 | 当日发货 | 5915fddd779e472e.jpg.avif | ❌ 不存在
西门子 ET-5SY国产 微型断路器 6A 3P C 6kA；5SY6 3P C6 | Siemens ET-5SY domestic miniature circuit breaker 6A 3P C 6kA; 5SY6 3P C6 | 5sy63067cc | 5SY6 3P C6 | 当日发货 | e82fe397cbad2fdd.jpg.avif | ❌ 不存在
西门子 模拟量扩展信号板1路模拟量输入；S7-200 SMART SB AE01 | Siemens analog expansion signal board 1 analog input; S7-200 SMART SB AE01 | 6es72885ae010aa0 | S7-200 SMART SB AE01 | 当日发货 | ebbbeb64315e89ce.jpg.avif | ✅ 存在
西门子 接触器220VAC50/60HZ 30kW 400V,3极规格S3螺丝端子；3RT50441AN20 | Siemens contactor 220VAC50/60HZ 30kW 400V, 3-pole specification S3 screw terminal; 3RT50441AN20 | 3rt50441an20 | 3RT50441AN20 | 当日发货 | e15e7d2fb6a8b8ca.jpg.avif | ✅ 存在
西门子 SIMATICDP,连接器针对PROFIBUS最多至12MBit/s带斜向电缆出线,15.8x54x39.5mm（宽x高x深）,终端电阻含隔离功能,不带PG编程设备插座；6ES79720BA420XA0 | Siemens SIMATIC DP, connector for PROFIBUS up to 12MBit/s with oblique cable outlet, 15.8x54x39.5mm (width x height x depth), terminal resistor with isolation function, without PG programming device socket; 6ES79720BA420XA0 | 6es79720ba420xa0 | 6ES79720BA420XA0 | 次日发货 | df49958e09a0986a.jpg.avif | ✅ 存在
西门子 3RQ0系列 插拔针式继电器 通用款 AC230V 2CO 5A 带机械指示和LED | Siemens 3RQ0 series plug-in pin relay universal AC230V 2CO 5A with mechanical indication and LED | 3rq00120dl20 | 3RQ00120DL20 | 次日发货 | e56d05741e07351b.jpg.avif | ❌ 不存在
西门子 接触器继电器,4个常开触点,220VAC,50/60Hz,规格S00,螺丝端子；3RH61401AN20 | Siemens contactor relay, 4 normally open contacts, 220VAC, 50/60Hz, size S00, screw terminal; 3RH61401AN20 | 3rh61401an20 | 3RH61401AN20 | 当日发货 | 1240a1aaf1fde491.jpg.avif | ✅ 存在
西门子 过载继电器0.45...0.63A规格S00,等级10,安装至接触器,主电路：螺丝端子,辅助电路：螺丝端子；3RU61160GB0 | Siemens overload relay 0.45...0.63A specification S00, class 10, mounted to contactor, main circuit: screw terminals, auxiliary circuit: screw terminals; 3RU61160GB0 | 3ru61160gb0 | 3RU61160GB0 | 次日发货 | b0cf995defe0f799.jpg.avif | ✅ 存在
西门子 ET-5SY国产 微型断路器 3A 2P D 6kA；5SY6 2P D3 | Siemens ET-5SY domestic miniature circuit breaker 3A 2P D 6kA; 5SY6 2P D3 | 5sy62038cc | 5SY6 2P D3 | 次日发货 | c3bf6f3b86b4b63f.jpg.avif | ❌ 不存在
西门子 触点模块带1个开关元件,1NC,弹簧型端子连接,用于前面板安装,；3SU14001AA103CA0 | Siemens contact module with 1 switching element, 1NC, spring terminal connection, for front panel mounting, 3SU14001AA103CA0 | 3su14001aa103ca0 | 3SU14001AA103CA0 | 次日发货 | 116c2511e1aeeb25.jpg.avif | ✅ 存在
西门子 ET-5SY国产 微型断路器 2A 1P D 6kA；5SY6 1P D2 | Siemens ET-5SY domestic miniature circuit breaker 2A 1P D 6kA; 5SY6 1P D2 | 5sy61028cc | 5SY6 1P D2 | 当日发货 | 23af95499a3906a1.jpg.avif | ✅ 存在
西门子 全套装置组合22mm塑料金属圆形急停蘑菇按钮40mm无照明锁存器带有转子解锁装置无触发动作带支架螺丝端子,1个常闭触点红色；3SB63JRR01 | Siemens complete device combination 22mm plastic metal round emergency stop mushroom button 40mm non-illuminated latch with rotor unlocking device without triggering action with bracket screw terminal, 1 normally closed contact red; 3SB63JRR01 | 3sb61301hb201ca0 | 3SB63JRR01 | 当日发货 | d1815db5c8ec8fbc.jpg.avif | ✅ 存在
西门子 ET-5SY国产 微型断路器 10A 2P D 6kA；5SY6 2P D10 | Siemens ET-5SY domestic miniature circuit breaker 10A 2P D 6kA; 5SY6 2P D10 | 5sy62108cc | 5SY6 2P D10 | 当日发货 | f143226c9501c0eb.jpg.avif | ❌ 不存在
西门子 S7-1200,数字输出SM1222,16DO,24VDC,晶体管0.5A；6ES72221BH320XB0 | Siemens S7-1200, digital output SM1222, 16DO, 24VDC, transistor 0.5A; 6ES72221BH320XB0 | 6es72221bh320xb0 | 6ES72221BH320XB0 | 次日发货 | 7db8f2d98156daae.jpg.avif | ✅ 存在
西门子 电动机保护断路器8A,A脱扣器5.5-8A,N脱扣器104A,用于电机保护,等级10,螺纹连接,横向辅助开关1NO+1NC；3RV60111HA15 | Siemens motor protection circuit breaker 8A, A release 5.5-8A, N release 104A, used for motor protection, level 10, threaded connection, horizontal auxiliary switch 1NO+1NC; 3RV60111HA15 | 3rv60111ha15 | 3RV60111HA15 | 当日发货 | 5f73e1b60df044b6.jpg.avif | ✅ 存在
西门子 SIMATICDP,连接器针对PROFIBUS最多至12MBit/s90°电缆出线,绝缘压穿连接Fast-Connect,不带PG编程设备插座15.8x59x35.6mm（宽x高x深）；6ES79720BA520XA0 | Siemens SIMATIC DP, connector for PROFIBUS up to 12MBit/s 90° cable outlet, insulation pressure-through connection Fast-Connect, without PG programming device socket 15.8x59x35.6mm (WxHxD); 6ES79720BA520XA0 | 6es79720ba520xa0 | 6ES79720BA520XA0 | 次日发货 | 042b7aae11981cb3.jpg.avif | ✅ 存在
西门子 ET-5SY国产 微型断路器 50A 3P D 6kA；5SY6 3P D50 | Siemens ET-5SY domestic miniature circuit breaker 50A 3P D 6kA; 5SY6 3P D50 | 5sy63508cc | 5SY6 3P D50 | 当日发货 | 8bbd01b273eba258.jpg.avif | ✅ 存在
西门子 ET-5SN国产 电子式剩余电流保护断路器 32A 1P+N C 6kA 30mA AC；5SU9/SN AC 30 mA 1P+N 6KA C32 | Siemens ET-5SN domestic electronic residual current protection circuit breaker 32A 1P+N C 6kA 30mA AC; 5SU9/SN AC 30 mA 1P+N 6KA C32 | 5su93561cn32 | 5SU9/SN AC 30 mA 1P+N 6KA C32 | 当日发货 | ef8f4e66826ed235.jpg.avif | ✅ 存在
西门子 总线适配器；6ES71936AR000AA0 | Siemens bus adapter; 6ES71936AR000AA0 | 6es71936ar000aa0 | 6ES71936AR000AA0 | 次日发货 | 869e69954105bad6.jpg.avif | ✅ 存在
西门子 过载继电器1.8...2.5A规格S00,等级10,安装至接触器,主电路：螺丝端子,辅助电路：螺丝端子；3RU61161CB0 | Siemens overload relay 1.8...2.5A size S00, class 10, mounted to contactor, main circuit: screw terminals, auxiliary circuit: screw terminals; 3RU61161CB0 | 3ru61161cb0 | 3RU61161CB0 | 当日发货 | 29fc759575d83f5f.jpg.avif | ✅ 存在
西门子 SIMATIC S7-200 SMART 中央控制器 SR60 6ES72881SR600AA1 | Siemens SIMATIC S7-200 SMART central controller SR60 6ES72881SR600AA1 | 6es72881sr600aa1 | 6ES72881SR600AA1 | 1个工作日发货 | c94ead48ced0b487.jpg.avif | ✅ 存在
西门子 接触器24VAC50/60HZ 7.5kW 400V辅助触点1个常开触点,3极规格S00螺丝端子；3RT60181AB01 | Siemens contactor 24VAC50/60HZ 7.5kW 400V auxiliary contact 1 normally open contact, 3-pole specification S00 screw terminal; 3RT60181AB01 | 3rt60181ab01 | 3RT60181AB01 | 3日发货 | 232f0382da04c21f.jpg.avif | ✅ 存在
西门子 辅助电流插座板附件,用于：所有插入式结构单元3VA；3VA9987-0KP80 | Siemens Auxiliary current socket plate accessory for: all plug-in construction units 3VA; 3VA9987-0KP80 | 3va99870kp80 | 3VA9987-0KP80 | 3周发货 | 0991e65266053937.jpg.avif | ✅ 存在
西门子 AUX.开关组,1NO,DINEN50005,螺旋端子,用于电机接触器,1极；3RH59211CA10 | Siemens AUX. switch set, 1NO, DINEN50005, screw terminal, for motor contactor, 1 pole; 3RH59211CA10 | 3rh59211ca10 | 3RH59211CA10 |  | 98346fad7472483b.jpg.avif | ✅ 存在
西门子 ET-5SY国产 微型断路器 20A 3P C 6kA；5SY6 3P C20 | Siemens ET-5SY domestic miniature circuit breaker 20A 3P C 6kA; 5SY6 3P C20 | 5sy63207cc | 5SY6 3P C20 | 当日发货 | a5e42a3dbc5c4c06.jpg.avif | ✅ 存在
西门子 接触器AC50HZ,220V 18A 7.5kW 辅助触点：1个常开触点,规格0；3TS32100XM0 | Siemens contactor AC50HZ, 220V 18A 7.5kW auxiliary contact: 1 normally open contact, specification 0; 3TS32100XM0 | 3ts32100xm0 | 3TS32100XM0 | 当日发货 | 0b43890768867216.jpg.avif | ❌ 不存在
西门子 电涌抑制器,127-240VAC,DC150...250V,RC离合器,用于电机接触器和接触器继电器尺寸S00；3RT69161CD00 | Siemens surge suppressor, 127-240VAC, DC150...250V, RC clutch, for motor contactors and contactor relay size S00; 3RT69161CD00 | 3rt69161cd00 | 3RT69161CD00 |  | 681de7a7df551a1c.jpg.avif | ✅ 存在
西门子 接触器220VAC50/60HZ 18.5kW 400V,3极模块S2螺丝端子；3RT50351AN20 | Siemens contactor 220VAC50/60HZ 18.5kW 400V, 3-pole module S2 screw terminal; 3RT50351AN20 | 3rt50351an20 | 3RT50351AN20 | 当日发货 | bbcf713522b6f67b.jpg.avif | ✅ 存在
西门子 3RQ0系列 插拔针式继电器附件 底座 经济型 带手指保护 螺钉端子 4CO 7A；3RQ00841AB01 | Siemens 3RQ0 series plug-in pin relay accessories base economical with finger protection screw terminal 4CO 7A; 3RQ00841AB01 | 3rq00841ab01 | 3RQ00841AB01 |  | cf22fb57ac5b4fe6.jpg.avif | ✅ 存在
西门子 电动机保护断路器3.2A,A脱扣器2.2-3.2A,N脱扣器42A,用于电机保护,等级10,螺纹连接,横向辅助开关1NO+1NC；3RV60111DA15 | Siemens motor protection circuit breaker 3.2A, A release 2.2-3.2A, N release 42A, used for motor protection, level 10, threaded connection, horizontal auxiliary switch 1NO+1NC; 3RV60111DA15 | 3rv60111da15 | 3RV60111DA15 | 当日发货 | 7e2b28c8225477da.jpg.avif | ❌ 不存在
西门子 ET-5SY国产 微型断路器 3A 3P C 6kA；5SY6 3P C3 | Siemens ET-5SY domestic miniature circuit breaker 3A 3P C 6kA; 5SY6 3P C3 | 5sy63037cc | 5SY6 3P C3 | 当日发货 | efa7783479d5c684.jpg.avif | ❌ 不存在
西门子 LVHRC熔丝LINKGG/gL尺寸000,63A,500V；3NA38222C | Siemens LVHRC fuse LINKGG/gL size 000, 63A, 500V; 3NA38222C | 3na38222c | 3NA38222C | 当日发货 | 5082f0b74b8d8047.jpg.avif | ✅ 存在
西门子 ET-5SY国产 微型断路器 2A 2P C 6kA；5SY6 2P C2 | Siemens ET-5SY domestic miniature circuit breaker 2A 2P C 6kA; 5SY6 2P C2 | 5sy62027cc | 5SY6 2P C2 | 当日发货 | 4096a493cd77374d.jpg.avif | ❌ 不存在
西门子 接触器220...240VUC 55kW 操作辅助触点2个常开触点+2个常闭触点,3极规格S6带接线盒,传统操作机构螺丝端子；3RT50541AP36 | Siemens contactor 220...240VUC 55kW operating auxiliary contact 2 normally open contacts + 2 normally closed contacts, 3-pole specification S6 with junction box, traditional operating mechanism screw terminal; 3RT50541AP36 | 3rt50541ap36 | 3RT50541AP36 | 当日发货 | 1f7f80b4747c3374.jpg.avif | ✅ 存在
西门子 ET-5SY国产 微型断路器 40A 3P C 6kA；5SY6 3P C40 | Siemens ET-5SY domestic miniature circuit breaker 40A 3P C 6kA; 5SY6 3P C40 | 5sy63407cc | 5SY6 3P C40 | 当日发货 | e82fe397cbad2fdd.jpg.avif | ❌ 不存在
西门子 接触器继电器,2个常开触点+2个常闭触点,220VAC,50/60Hz,规格S00,螺丝端子；3RH61221AN20 | Siemens contactor relay, 2 normally open contacts + 2 normally closed contacts, 220VAC, 50/60Hz, specification S00, screw terminal; 3RH61221AN20 | 3rh61221an20 | 3RH61221AN20 | 当日发货 | 047fe69071d8c891.jpg.avif | ✅ 存在
西门子 接触器AC50HZ,220V 40A 18.5kW 辅助触点：1个常开触点+1个常闭触点,规格2；3TS35110XM0 | Siemens contactor AC50HZ, 220V 40A 18.5kW auxiliary contact: 1 normally open contact + 1 normally closed contact, specification 2; 3TS35110XM0 | 3ts35110xm0 | 3TS35110XM0 | 当日发货 | 8982fcb365a884af.jpg.avif | ✅ 存在
西门子 NH熔断片,NH1,输入：250A,gG,UnAC：500V,UnDC：440V,前端标示警报器,导电握耳；3NA3 1 250A 500V AC/440V DC gL/gG | Siemens NH fuse, NH1, input: 250A, gG, UnAC: 500V, UnDC: 440V, front-end marked alarm, conductive grip; 3NA3 1 250A 500V AC/440V DC gL/gG | 3na3144 | 3NA3 1 250A 500V AC/440V DC gL/gG | 当日发货 | 1edf67a402b7c284.jpg.avif | ✅ 存在
西门子 门联锁旋转驱动标准IECIP65带门联锁附件,用于：3VA2100/160/250；DH | Siemens door interlock rotary drive standard IECIP65 with door interlock accessories, for: 3VA2100/160/250; DH | 3va92670fk21 | DH | 次日发货 | af58605baf52a998.jpg.avif | ✅ 存在
西门子 S7-1200,数字量I/OSM1223,8DI/8DO,8DI24VDC,灌电流/拉电流,8DO,晶体管0.5A；6ES72231BH320XB0 | Siemens S7-1200, digital I/OSM1223, 8DI/8DO, 8DI24VDC, sink/source current, 8DO, transistor 0.5A; 6ES72231BH320XB0 | 6es72231bh320xb0 | 6ES72231BH320XB0 | 次日发货 | cf8bce48a69ba147.jpg.avif | ✅ 存在
西门子 ET-5SY国产 微型断路器 32A 1P+N C 6kA；5SY6 1P+N C32 | Siemens ET-5SY domestic miniature circuit breaker 32A 1P+N C 6kA; 5SY6 1P+N C32 | 5sy65327cc | 5SY6 1P+N C32 | 次日发货 | 174ac19b64725ffe.jpg.avif | ❌ 不存在
西门子 ET-5SN国产 微型断路器 16A 2P C 6kA；5SN6 2PC16 | Siemens ET-5SN domestic miniature circuit breaker 16A 2P C 6kA; 5SN6 2PC16 | 5sn62167cn | 5SN6 2PC16 | 当日发货 | df3d6427ca51985c.jpg.avif | ✅ 存在
西门子 3RQ0系列 插拔针式继电器 标准款 DC24V 2CO 10A 带机械指示、LED和测试拨杆；3RQ00520DB42 | Siemens 3RQ0 series plug-in pin type relay standard DC24V 2CO 10A with mechanical indication, LED and test lever; 3RQ00520DB42 | 3rq00520db42 | 3RQ00520DB42 | 次日发货 | 63a56299ff77a38b.jpg.avif | ❌ 不存在
西门子 过载继电器7.0...10A规格S00,等级10,安装至接触器,主电路：螺丝端子,辅助电路：螺丝端子；3RU61161JB0 | Siemens overload relay 7.0...10A size S00, class 10, mounted to contactor, main circuit: screw terminals, auxiliary circuit: screw terminals; 3RU61161JB0 | 3ru61161jb0 | 3RU61161JB0 | 当日发货 | df36fec12d80a166.jpg.avif | ✅ 存在
西门子 ET-5SN国产 微型断路器 40A 3P C 6kA；5SN6 3P C40 | Siemens ET-5SN domestic miniature circuit breaker 40A 3P C 6kA; 5SN6 3P C40 | 5sn63407cn | 5SN6 3P C40 | 当日发货 | 17dcd2e0d6cf28ca.jpg.avif | ❌ 不存在
西门子 接触器继电器,3个常开触点+1个常闭触点,230VAC,50/60Hz,规格S00,螺丝端子；3RH61311AP00 | Siemens contactor relay, 3 normally open contacts + 1 normally closed contact, 230VAC, 50/60Hz, specification S00, screw terminal; 3RH61311AP00 | 3rh61311ap00 | 3RH61311AP00 | 次日发货 | e1614549290ca011.jpg.avif | ✅ 存在
西门子 ET-5SY国产 微型断路器 20A 4P C 6kA；5SY6 4P C20 | Siemens ET-5SY domestic miniature circuit breaker 20A 4P C 6kA; 5SY6 4P C20 | 5sy64207cc | 5SY6 4P C20 | 次日发货 | 93c4bdcd083e16b9.jpg.avif | ❌ 不存在
西门子 ET-5SY国产 微型断路器 16A 2P D 6kA；5SY6 2P D16 | Siemens ET-5SY domestic miniature circuit breaker 16A 2P D 6kA; 5SY6 2P D16 | 5sy62168cc | 5SY6 2P D16 | 当日发货 | f143226c9501c0eb.jpg.avif | ❌ 不存在
西门子 ET-5SY国产 微型断路器 63A 3P D 6kA；5SY6 3P D63 | Siemens ET-5SY domestic miniature circuit breaker 63A 3P D 6kA; 5SY6 3P D63 | 5sy63638cc | 5SY6 3P D63 | 当日发货 | e82fe397cbad2fdd.jpg.avif | ❌ 不存在
西门子 ET-5SY国产 电子式剩余电流保护断路器 10A 1P+N C 6kA 30mA AC；5SU9 AC 30mA 1P+N C10 6KA | Siemens ET-5SY domestic electronic residual current protection circuit breaker 10A 1P+N C 6kA 30mA AC; 5SU9 AC 30mA 1P+N C10 6KA | 5su93561kk10 | 5SU9 AC 30mA 1P+N C10 6KA | 当日发货 | 1cd3992750672d6d.jpg.avif | ❌ 不存在
西门子 ET-5SY国产 微型断路器 25A 3P C 6kA；5SY6 3P C25 | Siemens ET-5SY domestic miniature circuit breaker 25A 3P C 6kA; 5SY6 3P C25 | 5sy63257cc | 5SY6 3P C25 | 当日发货 | e82fe397cbad2fdd.jpg.avif | ❌ 不存在
西门子 ET-5SY国产 微型断路器 25A 2P C 6kA；5SY6 2P C25 | Siemens ET-5SY domestic miniature circuit breaker 25A 2P C 6kA; 5SY6 2P C25 | 5sy62257cc | 5SY6 2P C25 | 当日发货 | 1cb9913856fee491.jpg.avif | ❌ 不存在
西门子 3RQ0系列 插拔针式继电器 通用款 AC110V 4CO 3A 带机械指示和LED | Siemens 3RQ0 series plug-in pin type relay universal AC110V 4CO 3A with mechanical indication and LED | 3rq00140df20 | 3RQ00140DF20 | 4周发货 | e56d05741e07351b.jpg.avif | ❌ 不存在
西门子 ET-5SY国产 微型断路器 1A 3P C 6kA；5SY6 3P C1 | Siemens ET-5SY domestic miniature circuit breaker 1A 3P C 6kA; 5SY6 3P C1 | 5sy63017cc | 5SY6 3P C1 | 次日发货 | b47669b1b1c6270e.jpg.avif | ✅ 存在
西门子 接触器24VAC50/60HZ 11kW 400V辅助触点1个常开触点+1个常闭触点,3极规格S0螺丝端子；3RT60261AC20 | Siemens contactor 24VAC50/60HZ 11kW 400V auxiliary contact 1 normally open contact + 1 normally closed contact, 3-pole specification S0 screw terminal; 3RT60261AC20 | 3rt60261ac20 | 3RT60261AC20 | 当日发货 | c069e384280dd0e5.jpg.avif | ❌ 不存在
西门子 PROFINET IM捆绑包；6ES71556AA010BN0 | Siemens PROFINET IM Bundle; 6ES71556AA010BN0 | 6es71556aa010bn0 | 6ES71556AA010BN0 |  | b26bbe1e5e5877ee.jpg.avif | ✅ 存在
西门子 ET-5SY国产 直流型 微型断路器 2A 1P C 10kA；5SY5 DC 1P C2 | Siemens ET-5SY domestic DC type miniature circuit breaker 2A 1P C 10kA; 5SY5 DC 1P C2 | 5sy51027cc | 5SY5 DC 1P C2 | 次日发货 | ca9fd861543259bd.jpg.avif | ❌ 不存在
西门子 3RT7系列接触器附件 S0-S3规格前装辅助触点:2个常开辅助触点+2个常闭辅助触点 | Siemens 3RT7 series contactor accessories S0-S3 specifications front-mounted auxiliary contacts: 2 normally open auxiliary contacts + 2 normally closed auxiliary contacts | 3rh79211fa22 | 3RH79211FA22 |  | b2fd1f9bb1cfbdae.jpg.avif | ✅ 存在
西门子 接触器220VAC50/60HZ 4kW 400V辅助触点：1个常闭触点,3极规格S00螺丝端子；3RT60161AN22 | Siemens contactor 220VAC50/60HZ 4kW 400V auxiliary contact: 1 normally closed contact, 3-pole specification S00 screw terminal; 3RT60161AN22 | 3rt60161an22 | 3RT60161AN22 | 当日发货 | f5dccdae72d09d6f.jpg.avif | ❌ 不存在
西门子 ET-5SY国产 微型断路器 32A 2P C 6kA；5SY6 2P C32 | Siemens ET-5SY domestic miniature circuit breaker 32A 2P C 6kA; 5SY6 2P C32 | 5sy62327cc | 5SY6 2P C32 | 当日发货 | 1cb9913856fee491.jpg.avif | ❌ 不存在
西门子 ET-5SN国产 微型断路器 6A 1P C 6kA；5SN6 1P C6 | Siemens ET-5SN domestic miniature circuit breaker 6A 1P C 6kA; 5SN6 1P C6 | 5sn61067cn | 5SN6 1P C6 | 当日发货 | db85307fc7d36375.jpg.avif | ❌ 不存在
西门子 发光按钮,22mm,圆形,塑料,绿色,按钮,扁平键控式；3SU10010AB400AA0 | Siemens illuminated button, 22mm, round, plastic, green, button, flat keyed type; 3SU10010AB400AA0 | 3su10010ab400aa0 | 3SU10010AB400AA0 | 次日发货 | 6cdb837e5177b98b.jpg.avif | ✅ 存在
西门子 ET-5SY国产 直流型 微型断路器 4A 1P C 10kA；5SY5 DC 1P C4 | Siemens ET-5SY domestic DC type miniature circuit breaker 4A 1P C 10kA; 5SY5 DC 1P C4 | 5sy51047cc | 5SY5 DC 1P C4 | 当日发货 | e7555b8786b1a7ed.jpg.avif | ✅ 存在
西门子 电动机保护断路器16A,A脱扣器11-16A,N脱扣器208A,用于电机保护,等级10,螺纹连接,横向辅助开关1NO+1NC；3RV60114AA15 | Siemens motor protection circuit breaker 16A, A release 11-16A, N release 208A, used for motor protection, level 10, threaded connection, horizontal auxiliary switch 1NO+1NC; 3RV60114AA15 | 3rv60114aa15 | 3RV60114AA15 | 当日发货 | 145fb0e28ae4df7b.jpg.avif | ✅ 存在
西门子 NH熔断片,NH2,输入：400A,gG,UnAC：500V,UnDC：440V,前端标示警报器,导电握耳；3NA3 2 400A 500V AC/440V DC gL/gG | Siemens NH fuse, NH2, input: 400A, gG, UnAC: 500V, UnDC: 440V, front-end marked alarm, conductive grip; 3NA3 2 400A 500V AC/440V DC gL/gG | 3na3260 | 3NA3 2 400A 500V AC/440V DC gL/gG | 次日发货 | a86a81a3bfb43b1c.jpg.avif | ✅ 存在
西门子 ET-5SY国产 微型断路器 20A 1P C 6kA；5SY6 1P C20 | Siemens ET-5SY domestic miniature circuit breaker 20A 1P C 6kA; 5SY6 1P C20 | 5sy61207cc | 5SY6 1P C20 | 当日发货 | 761cf46c6c77c280.jpg.avif | ❌ 不存在
西门子 接触器220VAC50/60HZ 45kW 400V,3极规格S3,螺丝端子；3RT50461AN20 | Siemens contactor 220VAC50/60HZ 45kW 400V, 3-pole specification S3, screw terminal; 3RT50461AN20 | 3rt50461an20 | 3RT50461AN20 | 当日发货 | a6b3511a7c0ad6bd.jpg.avif | ❌ 不存在
西门子 3RQ0系列 插拔针式继电器 标准款 AC230V 4CO 5A 带机械指示、LED和测试拨杆；3RQ00540DL22 | Siemens 3RQ0 series plug-in pin relay standard AC230V 4CO 5A with mechanical indication, LED and test lever; 3RQ00540DL22 | 3rq00540dl22 | 3RQ00540DL22 | 次日发货 | 63a56299ff77a38b.jpg.avif | ❌ 不存在
西门子 SIMATICDP,连接器针对PROFIBUS最多至12MBit/s90°电缆出线,15.8x64x35.6mm（宽x高x深）,终端电阻含隔离功能,不带PG编程设备插座；6ES79720BA120XA0 | Siemens SIMATIC DP, connector for PROFIBUS up to 12MBit/s 90° cable outlet, 15.8x64x35.6mm (width x height x depth), terminal resistor with isolation function, without PG programming device socket; 6ES79720BA120XA0 | 6es79720ba120xa0 | 6ES79720BA120XA0 | 次日发货 | 86088c71d6ffc92a.jpg.avif | ✅ 存在
西门子 电磁式剩余电流模块,3极,型号AC,输入：40A,30mA,适用于5SY；5SM2 电磁式 / 模块 AC 30mA 3P 0.3 ~ 40A | Siemens electromagnetic residual current module, 3 poles, model AC, input: 40A, 30mA, suitable for 5SY; 5SM2 electromagnetic / module AC 30mA 3P 0.3 ~ 40A | 5sm23320 | 5SM2 电磁式 / 模块 AC 30mA 3P 0.3 ~ 40A | 次日发货 | cd798a1bae8dbaf2.jpg.avif | ✅ 存在
西门子 IM接口模块,IM155-6PN基本型,含服务模块,集成2XRJ45接口；6ES71556AR000AN0 | Siemens IM interface module, IM155-6PN basic type, including service module, integrated 2XRJ45 interface; 6ES71556AR000AN0 | 6es71556ar000an0 | 6ES71556AR000AN0 | 次日发货 | 105fdf605a63b78e.jpg.avif | ✅ 存在
西门子 SIMATIC HMI KTP900 9寸TFT显示屏,800×480；KTP900 PN | Siemens SIMATIC HMI KTP900 9-inch TFT display, 800×480; KTP900 PN | 6av21232jb030ax0 | KTP900 PN | 次日发货 | 9f1996ff9906a5b2.jpg.avif | ✅ 存在
西门子 接触器继电器,2个常开触点+2个常闭触点,24VDC,规格S00,螺丝端子；3RH61221BB40 | Siemens contactor relay, 2 normally open contacts + 2 normally closed contacts, 24VDC, specification S00, screw terminal; 3RH61221BB40 | 3rh61221bb40 | 3RH61221BB40 | 当日发货 | 1a6d1029145818d5.jpg.avif | ✅ 存在
西门子 微型断路器；5SL6 1P C20 | Siemens miniature circuit breaker; 5SL6 1P C20 | 5sl61207cc | 5SL6 1P C20 | 次日发货 | 1db572e16bd3f6fe.jpg.avif | ✅ 存在
西门子 外壳用于指令装置,22mm,圆形,外壳材料塑料,外壳顶端部分灰色,1指令点塑料,用于安装标牌的凹陷处,无装备；3SU18010AA000AB1 | Siemens Housing for command device, 22mm, round, housing material plastic, top part of housing gray, 1 command point plastic, recess for mounting sign, not equipped; 3SU18010AA000AB1 | 3su18010aa000ab1 | 3SU18010AA000AB1 |  | fb15b4a01736981c.jpg.avif | ✅ 存在
西门子 LVHRC熔丝LINKGG/gL+NON-INSULATEDGRIPLUGS尺寸000,50A,500V；3NA38202C | Siemens LVHRC fuse LINKGG/gL+NON-INSULATEDGRIPLUGS size 000, 50A, 500V; 3NA38202C | 3na38202c | 3NA38202C | 当日发货 | 5030182427aa7192.jpg.avif | ✅ 存在
西门子 接触器24VAC50/60HZ 4kW 400V辅助触点1个常开触点+1个常闭触点,3极规格S0螺丝端子；3RT60231AC20 | Siemens contactor 24VAC50/60HZ 4kW 400V auxiliary contact 1 normally open contact + 1 normally closed contact, 3-pole specification S0 screw terminal; 3RT60231AC20 | 3rt60231ac20 | 3RT60231AC20 | 次日发货 | c069e384280dd0e5.jpg.avif | ❌ 不存在
西门子 ET-5SN国产 微型断路器 25A 2P C 6kA；5SN6 2P C25 | Siemens ET-5SN domestic miniature circuit breaker 25A 2P C 6kA; 5SN6 2P C25 | 5sn62257cn | 5SN6 2P C25 | 当日发货 | e29dffe80901f250.jpg.avif | ✅ 存在
西门子 接触器AC50HZ,220V 45A 22kW 辅助触点：1个常开触点+1个常闭触点,规格2；3TS36110XM0 | Siemens contactor AC50HZ, 220V 45A 22kW auxiliary contact: 1 normally open contact + 1 normally closed contact, specification 2; 3TS36110XM0 | 3ts36110xm0 | 3TS36110XM0 | 当日发货 | 34975ef7893d9fa8.jpg.avif | ✅ 存在
西门子 发光按钮,22mm,圆形,塑料,黄色,按钮,扁平键控式；3SU10010AB300AA0 | Siemens illuminated button, 22mm, round, plastic, yellow, button, flat keyed type; 3SU10010AB300AA0 | 3su10010ab300aa0 | 3SU10010AB300AA0 | 次日发货 | 3c7abd7a69882287.jpg.avif | ✅ 存在
西门子 电动机保护断路器2.5A,A脱扣器1.8-2.5A,N脱扣器33A,用于电机保护,等级10,螺纹连接,横向辅助开关1NO+1NC；3RV60111CA15 | Siemens motor protection circuit breaker 2.5A, A release 1.8-2.5A, N release 33A, used for motor protection, level 10, threaded connection, horizontal auxiliary switch 1NO+1NC; 3RV60111CA15 | 3rv60111ca15 | 3RV60111CA15 | 当日发货 | f9861789239f723f.jpg.avif | ✅ 存在
西门子 接触器DC24V 4kW 400V辅助触点：1个常闭触点,3极规格S00螺丝端子；3RT60161BB42 | Siemens contactor DC24V 4kW 400V auxiliary contact: 1 normally closed contact, 3-pole specification S00 screw terminal; 3RT60161BB42 | 3rt60161bb42 | 3RT60161BB42 | 当日发货 | c1f595926dcd072c.jpg.avif | ✅ 存在
西门子 电动机保护断路器12.5A,A脱扣器9-12.5A,N脱扣器156A,用于电机保护,等级10,螺纹连接,横向辅助开关1NO+1NC；3RV60111KA15 | Siemens motor protection circuit breaker 12.5A, A release 9-12.5A, N release 156A, used for motor protection, level 10, threaded connection, horizontal auxiliary switch 1NO+1NC; 3RV60111KA15 | 3rv60111ka15 | 3RV60111KA15 | 当日发货 | 1466f564bcd5b37f.jpg.avif | ✅ 存在
西门子 过载继电器4.5...6.3A规格S00,等级10,安装至接触器,主电路：螺丝端子,辅助电路：螺丝端子；3RU61161GB0 | Siemens overload relay 4.5...6.3A size S00, class 10, mounted to contactor, main circuit: screw terminals, auxiliary circuit: screw terminals; 3RU61161GB0 | 3ru61161gb0 | 3RU61161GB0 | 当日发货 | df36fec12d80a166.jpg.avif | ❌ 不存在
西门子 电动机保护断路器1.6A,A脱扣器1.1-1.6A,N脱扣器21A,用于电机保护,等级10,螺纹连接,横向辅助开关1NO+1NC；3RV60111AA15 | Siemens motor protection circuit breaker 1.6A, A release 1.1-1.6A, N release 21A, used for motor protection, level 10, threaded connection, horizontal auxiliary switch 1NO+1NC; 3RV60111AA15 | 3rv60111aa15 | 3RV60111AA15 | 当日发货 | 68538cf5f13f34d7.jpg.avif | ✅ 存在
西门子 ET-5SY国产 微型断路器 40A 2P C 6kA；5SY6 2P C40 | Siemens ET-5SY domestic miniature circuit breaker 40A 2P C 6kA; 5SY6 2P C40 | 5sy62407cc | 5SY6 2P C40 | 次日发货 | 06fb5e1078d6550e.jpg.avif | ✅ 存在
西门子 存储卡 用于 S7-1x 00 CPU/SINAMICS, 3,3V Flash,4 MB | Siemens memory card for S7-1x 00 CPU/SINAMICS, 3.3V Flash, 4 MB | 6es79548lc040aa0 | 6ES79548LC040AA0 |  | 98cc5b00f339a5f2.jpg.avif | ✅ 存在
西门子 接触器DC24V 5.5kW 400V辅助触点：1个常开触点,3极规格S00螺丝端子；3RT60171BB41 | Siemens contactor DC24V 5.5kW 400V auxiliary contact: 1 normally open contact, 3-pole specification S00 screw terminal; 3RT60171BB41 | 3rt60171bb41 | 3RT60171BB41 | 当日发货 | 54ca4e3295f7ca24.jpg.avif | ✅ 存在
西门子 3RT7系列 接触器 AC-3 25A/11kW 400V 辅助触点:1NO+1NC AC220V 50/60Hz S0规格 | Siemens 3RT7 series contactor AC-3 25A/11kW 400V auxiliary contact: 1NO+1NC AC220V 50/60Hz S0 specifications | 3rt70261an25 | 3RT70261AN25 | 次日发货 | 2d3eef68ec461d34.jpg.avif | ❌ 不存在
西门子 ET-5SY国产 直流型 微型断路器 63A 2P C 10kA；5SY5 DC 2P C63 | Siemens ET-5SY domestic DC type miniature circuit breaker 63A 2P C 10kA; 5SY5 DC 2P C63 | 5sy52637cc | 5SY5 DC 2P C63 | 当日发货 | 5e9b6f8fffd69d6c.jpg.avif | ✅ 存在
西门子 3RQ0系列 插拔针式继电器附件 底座 标准型（混合型） 带手指保护 螺钉端子 4CO 10A；3RQ00841AC02 | Siemens 3RQ0 series plug-in pin relay accessories base standard (hybrid) with finger protection screw terminal 4CO 10A; 3RQ00841AC02 | 3rq00841ac02 | 3RQ00841AC02 |  | 63a56299ff77a38b.jpg.avif | ❌ 不存在
西门子 SIMOTICS S-1FL6 低惯量型电机,2500线增量编码器,带键槽,不带抱闸；1FL6034-2AF21-1AA1 | Siemens SIMOTICS S-1FL6 low inertia motor, 2500-line incremental encoder, with keyway, without brake; 1FL6034-2AF21-1AA1 | 1fl60342af211aa1 | 1FL6034-2AF21-1AA1 | 次日发货 | 9681281f80d176a1.jpg.avif | ❌ 不存在
西门子 过载继电器6.3...10A脱扣等级：10A规格0用于3TS29-32、3TB39-41辅助触点：1个常开触点+1个常闭触点；3US50401J | Siemens overload relay 6.3...10A tripping class: 10A specification 0 for 3TS29-32, 3TB39-41 auxiliary contacts: 1 normally open contact + 1 normally closed contact; 3US50401J | 3us50401j | 3US50401J | 当日发货 | 8b13089ea0c14a98.jpg.avif | ❌ 不存在
西门子 电动机保护断路器6-10A用于电机保护带螺丝端子Icu：100kA,辅助触点：1个常开触点+1个常闭触点；3VS13401ML00 | Siemens motor protection circuit breaker 6-10A for motor protection with screw terminals Icu: 100kA, auxiliary contacts: 1 normally open contact + 1 normally closed contact; 3VS13401ML00 | 3vs13401ml00 | 3VS13401ML00 | 当日发货 | e6179848c7f15563.jpg.avif | ❌ 不存在
西门子 ET-5SN国产 微型断路器 32A 2P C 6kA；5SN6 2P C32 | Siemens ET-5SN domestic miniature circuit breaker 32A 2P C 6kA; 5SN6 2P C32 | 5sn62327cn | 5SN6 2P C32 | 当日发货 | e4ec4f6cc7647517.jpg.avif | ✅ 存在
西门子 触点模块带1个开关元件,1S,弹簧型端子连接,用于前面板安装,；3SU14001AA103BA0 | Siemens contact module with 1 switching element, 1S, spring terminal connection, for front panel mounting, 3SU14001AA103BA0 | 3su14001aa103ba0 | 3SU14001AA103BA0 | 次日发货 | 7045565e5b14ade0.jpg.avif | ✅ 存在
西门子 电动机保护断路器25A,A脱扣器20-25A,N脱扣器325A,用于电机保护,等级10,螺纹连接,横向辅助开关1NO+1NC；3RV60214DA15 | Siemens motor protection circuit breaker 25A, A release 20-25A, N release 325A, used for motor protection, level 10, threaded connection, horizontal auxiliary switch 1NO+1NC; 3RV60214DA15 | 3rv60214da15 | 3RV60214DA15 | 当日发货 | 0ec8ae519975f2b9.jpg.avif | ✅ 存在
西门子 过载继电器5.5...8.0A规格S0,等级10,安装至接触器,主电路：螺丝端子,辅助电路：螺丝端子；3RU61261HB0 | Siemens overload relay 5.5...8.0A specification S0, class 10, mounted to contactor, main circuit: screw terminals, auxiliary circuit: screw terminals; 3RU61261HB0 | 3ru61261hb0 | 3RU61261HB0 | 当日发货 | e2620fd2dd8828d4.jpg.avif | ✅ 存在
西门子 发光按钮,22mm,圆形,塑料,白色,按钮,扁平键控式；3SU10010AB600AA0 | Siemens illuminated button, 22mm, round, plastic, white, button, flat keyed type; 3SU10010AB600AA0 | 3su10010ab600aa0 | 3SU10010AB600AA0 | 次日发货 | adc45489f47de2c0.jpg.avif | ✅ 存在
西门子 接触器AC50HZ,220V 40A 18.5kW 辅助触点：无,规格2；3TS35000XM0 | Siemens contactor AC50HZ, 220V 40A 18.5kW auxiliary contact: none, specification 2; 3TS35000XM0 | 3ts35000xm0 | 3TS35000XM0 | 当日发货 | 9d0cd87bf0a4d0c6.jpg.avif | ✅ 存在
西门子 一体式变频器,无内置滤波器 轻载2.2kW/重载1.5kW AC380-480V；6SL3210-1KE15-8UF2 | Siemens integrated frequency converter, no built-in filter, light load 2.2kW/heavy load 1.5kW AC380-480V; 6SL3210-1KE15-8UF2 | 6sl32101ke158uf2 | 6SL3210-1KE15-8UF2 | 次日发货 | 9216cd95e76d5855.jpg.avif | ✅ 存在
西门子 ET-5SY国产 微型断路器 50A 3P C 6kA；5SY6 3P C50 | Siemens ET-5SY domestic miniature circuit breaker 50A 3P C 6kA; 5SY6 3P C50 | 5sy63507cc | 5SY6 3P C50 | 当日发货 | b47669b1b1c6270e.jpg.avif | ❌ 不存在
西门子 电动机保护断路器1.25A,A脱扣器0.9-1.25A,N脱扣器16A,用于电机保护,等级10,螺纹连接,横向辅助开关1NO+1NC；3RV60110KA15 | Siemens motor protection circuit breaker 1.25A, A release 0.9-1.25A, N release 16A, used for motor protection, level 10, threaded connection, horizontal auxiliary switch 1NO+1NC; 3RV60110KA15 | 3rv60110ka15 | 3RV60110KA15 | 当日发货 | 7e2b28c8225477da.jpg.avif | ❌ 不存在
西门子 ET-5SY国产 微型断路器 20A 3P D 6kA；5SY6 3P D20 | Siemens ET-5SY domestic miniature circuit breaker 20A 3P D 6kA; 5SY6 3P D20 | 5sy63208cc | 5SY6 3P D20 | 当日发货 | b47669b1b1c6270e.jpg.avif | ❌ 不存在
西门子 横向AUX.开关组,用于电机接触器1NO+1NC,尺寸S0,螺钉终端DINEN50005；3RH69211DA11 | Siemens transversal AUX. switch set for motor contactor 1NO+1NC, size S0, screw terminal DINEN50005; 3RH69211DA11 | 3rh69211da11 | 3RH69211DA11 |  | 8af23549787e185d.jpg.avif | ✅ 存在
西门子 一体型信号灯,22mm,塑料,圆形,集成LED,24VAC/DC绿色；3SB62D3G | Siemens integrated signal light, 22mm, plastic, round, integrated LED, 24VAC/DC green; 3SB62D3G | 3sb62136aa401aa0 | 3SB62D3G | 当日发货 | a8e94837ddd6bf03.jpg.avif | ✅ 存在
西门子 接触器110VAC50/60HZ 4kW 400V辅助触点1个常开触点+1个常闭触点,3极规格S0螺丝端子；3RT60231AG20 | Siemens contactor 110VAC50/60HZ 4kW 400V auxiliary contact 1 normally open contact + 1 normally closed contact, 3-pole specification S0 screw terminal; 3RT60231AG20 | 3rt60231ag20 | 3RT60231AG20 | 当日发货 | 4c7805b35cb8500f.jpg.avif | ✅ 存在
西门子 接触器220...240VUC 75kW 操作辅助触点2个常开触点+2个常闭触点,3极规格S6母排连接传统操作机构螺丝端子；3RT50556AP36 | Siemens contactor 220...240VUC 75kW operating auxiliary contact 2 normally open contacts + 2 normally closed contacts, 3-pole specification S6 busbar connection traditional operating mechanism screw terminal; 3RT50556AP36 | 3rt50556ap36 | 3RT50556AP36 | 当日发货 | 5feada35080cc64d.jpg.avif | ✅ 存在
西门子 全套装置组合22mm塑料金属圆形照明按钮瞬时带扁平按钮带支架带集成LED,24VAC/DC螺丝端子,1个常开触点白色；3SB6133-0DB60-1BA0 | Siemens complete device combination 22mm plastic metal round illuminated push button momentary with flat push button with bracket with integrated LED, 24VAC/DC screw terminals, 1 normally open contact white; 3SB6133-0DB60-1BA0 | 3sb61330db601ba0 | 3SB6133-0DB60-1BA0 | 次日发货 | 62ef708606ce6001.jpg.avif | ✅ 存在
西门子 ET-5SY国产 直流型 微型断路器 50A 2P C 10kA；5SY5 DC 2P C50 | Siemens ET-5SY domestic DC type miniature circuit breaker 50A 2P C 10kA; 5SY5 DC 2P C50 | 5sy52507cc | 5SY5 DC 2P C50 | 当日发货 | 36dbf88bb1c7eee4.jpg.avif | ✅ 存在
西门子 蘑菇头急停按钮,22mm,圆形,金属,高光,红色,40mm,强制锁定,旋转解锁机制,带黄色名称牌支架,标记：紧急停止,1NC,螺栓型端子连接,；3SU11501HB201CG0 | Siemens mushroom head emergency stop button, 22mm, round, metal, high-gloss, red, 40mm, forced locking, rotating unlocking mechanism, with yellow nameplate holder, marked: emergency stop, 1NC, screw terminal connection, 3SU11501HB201CG0 | 3su11501hb201cg0 | 3SU11501HB201CG0 | 次日发货 | 77c9572572aba650.jpg.avif | ✅ 存在
西门子 G120基本操作面板（BOP-2）；6SL32550AA004CA1 | Siemens G120 Basic Operator Panel (BOP-2); 6SL32550AA004CA1 | 6sl32550aa004ca1 | 6SL32550AA004CA1 |  | cf43e6b1a8de40f0.jpg.avif | ✅ 存在
西门子 数字量输入模块；6ES75211BL100AA0 | Siemens digital input module; 6ES75211BL100AA0 | 6es75211bl100aa0 | 6ES75211BL100AA0 | 次日发货 | 97aa2974bd51764f.jpg.avif | ✅ 存在
西门子 SINAMICS V20 3AC 380V变频器,无内置滤波器 0.75kW AC380-480V；6SL3210-5BE17-5UV0 | Siemens SINAMICS V20 3AC 380V inverter, no built-in filter 0.75kW AC380-480V; 6SL3210-5BE17-5UV0 | 6sl32105be175uv0 | 6SL3210-5BE17-5UV0 | 次日发货 | 68daf76757338c9b.jpg.avif | ✅ 存在
西门子 接触器AC50HZ,220V 32A 15kW 辅助触点：1个常开触点+1个常闭触点,规格1；3TS34110XM0 | Siemens contactor AC50HZ, 220V 32A 15kW auxiliary contact: 1 normally open contact + 1 normally closed contact, specification 1; 3TS34110XM0 | 3ts34110xm0 | 3TS34110XM0 | 当日发货 | 6bec97ac4222eb9f.jpg.avif | ❌ 不存在
西门子 LVHRC熔丝LINKGG/gL尺寸000,25A,500V；3NA38102C | Siemens LVHRC fuse LINKGG/gL size 000, 25A, 500V; 3NA38102C | 3na38102c | 3NA38102C | 3日发货 | 3dd2200533539fc5.jpg.avif | ✅ 存在
西门子 全套装置组合22mm塑料金属圆形按钮瞬时带扁平按钮带支架螺丝端子,1个常闭触点红色；3SB63R01 | Siemens complete device combination 22mm plastic metal round button momentary with flat button with bracket screw terminal, 1 normally closed contact red; 3SB63R01 | 3sb61300ab201ca0 | 3SB63R01 | 当日发货 | 5b1e76d33d54026b.jpg.avif | ✅ 存在
西门子 接触器AC50HZ,220V 65A 30kW 辅助触点：2个常开触点+2个常闭触点,规格3；3TS47220XM0 | Siemens contactor AC50HZ, 220V 65A 30kW auxiliary contacts: 2 normally open contacts + 2 normally closed contacts, specification 3; 3TS47220XM0 | 3ts47220xm0 | 3TS47220XM0 | 当日发货 | 4ab3db6e4aa43f46.jpg.avif | ✅ 存在
西门子 接触器AC50Hz,110V 9A 4kW 辅助触点：2个常开触点+2个常闭触点,规格0螺纹连接；3TB40220XF0 | Siemens contactor AC50Hz, 110V 9A 4kW auxiliary contacts: 2 normally open contacts + 2 normally closed contacts, specification 0 threaded connection; 3TB40220XF0 | 3tb40220xf0 | 3TB40220XF0 | 当日发货 | af5cdfee25793881.jpg.avif | ❌ 不存在
西门子 3RQ0系列 插拔针式继电器 纤薄款 DC24V 1CO 12A 带LED；3RQ00610BB40 | Siemens 3RQ0 series plug-in pin relay slim model DC24V 1CO 12A with LED; 3RQ00610BB40 | 3rq00610bb40 | 3RQ00610BB40 | 次日发货 | d96c1188e7bd41f0.jpg.avif | ✅ 存在
西门子 接触器继电器,3个常开触点+1个常闭触点,24VDC,规格S00,螺丝端子；3RH61311BB40 | Siemens contactor relay, 3 normally open contacts + 1 normally closed contact, 24VDC, specification S00, screw terminal; 3RH61311BB40 | 3rh61311bb40 | 3RH61311BB40 | 次日发货 | 71ce10b6ff431a76.jpg.avif | ❌ 不存在
西门子 SIMATIC HMI SMART 700 IE V3 7寸宽屏TFT显示屏,800×480；Smart 700 IE V3 | Siemens SIMATIC HMI SMART 700 IE V3 7-inch widescreen TFT display, 800×480; Smart 700 IE V3 | 6av66480cc113ax0 | Smart 700 IE V3 | 次日发货 | 8c84ca2174b10c03.jpg.avif | ✅ 存在
西门子 ET-5SY国产 直流型 微型断路器 16A 2P C 10kA；5SY5 DC 2P C16 | Siemens ET-5SY domestic DC type miniature circuit breaker 16A 2P C 10kA; 5SY5 DC 2P C16 | 5sy52167cc | 5SY5 DC 2P C16 | 当日发货 | 36dbf88bb1c7eee4.jpg.avif | ❌ 不存在
西门子 接触器继电器,4个常开触点,110VDC,规格S00,螺丝端子；3RH61401BF40 | Siemens contactor relay, 4 normally open contacts, 110VDC, size S00, screw terminal; 3RH61401BF40 | 3rh61401bf40 | 3RH61401BF40 | 当日发货 | 065a1c7a0f0551b4.jpg.avif | ✅ 存在
西门子 塑壳断路器 极数3P 额定电流160A 额定极限分断能力35kA 脱扣器类型TMF；3VT160 N160 TMF F/3P | Siemens molded case circuit breaker, pole number 3P, rated current 160A, rated ultimate breaking capacity 35kA, trip unit type TMF; 3VT160 N160 TMF F/3P | 3vt82161aa030aa0 | 3VT160 N160 TMF F/3P | 当日发货 | fc626f1137ba9bca.jpg.avif | ❌ 不存在
西门子 ET-5SY国产 电子式剩余电流保护断路器 63A 1P+N C 6kA 30mA AC；5SU9 AC 30mA 1P+N C63 6KA | Siemens ET-5SY domestic electronic residual current protection circuit breaker 63A 1P+N C 6kA 30mA AC; 5SU9 AC 30mA 1P+N C63 6KA | 5su93561kk63 | 5SU9 AC 30mA 1P+N C63 6KA | 次日发货 | 711e8e1e441c68b4.jpg.avif | ✅ 存在
西门子 PROFINET接口模块,IM 155-6PN标准型；6ES71556AU010BN0 | Siemens PROFINET interface module, IM 155-6PN standard type; 6ES71556AU010BN0 | 6es71556au010bn0 | 6ES71556AU010BN0 | 次日发货 | 1e55b262df7b5d3b.jpg.avif | ✅ 存在
西门子 ET-5SY国产 微型断路器 1A 2P D 6kA；5SY6 2P D1 | Siemens ET-5SY domestic miniature circuit breaker 1A 2P D 6kA; 5SY6 2P D1 | 5sy62018cc | 5SY6 2P D1 | 次日发货 | 174ac19b64725ffe.jpg.avif | ❌ 不存在
西门子 SIMATIC HMI KTP400 4寸TFT显示屏,480×272；KTP400 PN | Siemens SIMATIC HMI KTP400 4-inch TFT display, 480×272; KTP400 PN | 6av21232db030ax0 | KTP400 PN | 次日发货 | a2612da03f740ac5.jpg.avif | ✅ 存在
西门子 接触器AC50Hz,110V 22A 11kW 辅助触点：2个常开触点+2个常闭触点,规格1螺纹连接；3TB43220XF0 | Siemens contactor AC50Hz, 110V 22A 11kW auxiliary contacts: 2 normally open contacts + 2 normally closed contacts, specification 1 threaded connection; 3TB43220XF0 | 3tb43220xf0 | 3TB43220XF0 | 当日发货 | af5cdfee25793881.jpg.avif | ❌ 不存在
西门子 辅助开关块,前面,4NO,电流路径1NO,1NO,1NO,1NO,用于辅助和电机接触器,3RT2螺栓型端子连接；3RH69111FA40 | Siemens Auxiliary switch block, front, 4NO, current path 1NO, 1NO, 1NO, 1NO, for auxiliary and motor contactor, 3RT2 screw terminal connection; 3RH69111FA40 | 3rh69111fa40 | 3RH69111FA40 |  | aac10fab6f84754a.jpg.avif | ✅ 存在
西门子 3RV6的信号开关用于3RV6断路器带螺纹连接尺寸S00,S0；3RV69211M | Siemens 3RV6 signal switch for 3RV6 circuit breaker with threaded connection size S00, S0; 3RV69211M | 3rv69211m | 3RV69211M | 次日发货 | 742affe7e7b17e2e.jpg.avif | ✅ 存在
西门子 ET-5SN国产 电子式剩余电流保护断路器 32A 2P C 6kA 30mA AC；5SU9/SN AC 30 mA 2P 6KA C32 | Siemens ET-5SN domestic electronic residual current protection circuit breaker 32A 2P C 6kA 30mA AC; 5SU9/SN AC 30 mA 2P 6KA C32 | 5su93261cn32 | 5SU9/SN AC 30 mA 2P 6KA C32 | 当日发货 | d090764c289de4cc.jpg.avif | ✅ 存在
西门子 S7-1200,数字输出SM1222,8DO,24VDC,晶体管0.5A；6ES72221BF320XB0 | Siemens S7-1200, digital output SM1222, 8DO, 24VDC, transistor 0.5A; 6ES72221BF320XB0 | 6es72221bf320xb0 | 6ES72221BF320XB0 | 次日发货 | 9f94b675cb141c6c.jpg.avif | ✅ 存在
西门子 机械连接器侧面联锁装置用于接触器3RT2.1由2个连接器和1个衔铁用于1个组合；3RA29122H | Siemens Mechanical connector side interlock for contactor 3RT2.1 consisting of 2 connectors and 1 armature for 1 combination; 3RA29122H | 3ra29122h | 3RA29122H |  | 2416861eacc2690f.jpg.avif | ✅ 存在
西门子 全套装置,旋钮,22mm塑料圆形选择开关2个开关位置,V位置封锁无照明螺丝端子,1个常开触点带支架黑色；3SB63XZK10 | Siemens complete set, knob, 22mm plastic round selector switch 2 switch positions, V position blocked unilluminated screw terminals, 1 normally open contact with bracket black; 3SB63XZK10 | 3sb61302aa101ba0 | 3SB63XZK10 | 当日发货 | 289ba47ba3b88ec5.jpg.avif | ✅ 存在
西门子 辅助开关,横向尺寸S2,S3用于断路器1NO+1NC；3RV59011E | Siemens auxiliary switch, horizontal size S2, S3 for circuit breaker 1NO+1NC; 3RV59011E | 3rv59011e | 3RV59011E | 次日发货 | 738fdfb2e563561b.jpg.avif | ✅ 存在
西门子 接触器220VAC50/60HZ 5.5kW 400V辅助触点：1个常闭触点,3极规格S00螺丝端子；3RT60171AN22 | Siemens contactor 220VAC50/60HZ 5.5kW 400V auxiliary contact: 1 normally closed contact, 3-pole specification S00 screw terminal; 3RT60171AN22 | 3rt60171an22 | 3RT60171AN22 | 当日发货 | 9e2611c3edfa59d0.jpg.avif | ✅ 存在
西门子 接触器110VAC50/60HZ 5.5kW 400V辅助触点1个常开触点+1个常闭触点,3极规格S0螺丝端子；3RT60241AG20 | Siemens contactor 110VAC50/60HZ 5.5kW 400V auxiliary contact 1 normally open contact + 1 normally closed contact, 3-pole specification S0 screw terminal; 3RT60241AG20 | 3rt60241ag20 | 3RT60241AG20 | 当日发货 | 0c96c1b9f55aab63.jpg.avif | ✅ 存在
西门子 电动机保护断路器2A,A脱扣器1.4-2A,N脱扣器26A,用于电机保护,等级10,螺纹连接,横向辅助开关1NO+1NC；3RV60111BA15 | Siemens motor protection circuit breaker 2A, A release 1.4-2A, N release 26A, used for motor protection, level 10, threaded connection, horizontal auxiliary switch 1NO+1NC; 3RV60111BA15 | 3rv60111ba15 | 3RV60111BA15 | 当日发货 | b05afbcd9f830052.jpg.avif | ✅ 存在
西门子 发光按钮,22mm,圆形,塑料,无色,按钮,扁平键控式；3SU10010AB700AA0 | Siemens illuminated button, 22mm, round, plastic, colorless, button, flat keyed type; 3SU10010AB700AA0 | 3su10010ab700aa0 | 3SU10010AB700AA0 | 次日发货 | ec982b82f1aecb67.jpg.avif | ✅ 存在
西门子 中央处理单元（CPU）；6ES72121BE400XB0 | Siemens central processing unit (CPU); 6ES72121BE400XB0 | 6es72121be400xb0 | 6ES72121BE400XB0 | 次日发货 | c817a0a29d2ba03e.jpg.avif | ✅ 存在
西门子 电动机保护断路器4-6A用于电机保护带螺丝端子Icu：100kA,辅助触点：1个常开触点+1个常闭触点；3VS13401MK00 | Siemens motor protection circuit breaker 4-6A for motor protection with screw terminals Icu: 100kA, auxiliary contacts: 1 normally open contact + 1 normally closed contact; 3VS13401MK00 | 3vs13401mk00 | 3VS13401MK00 | 当日发货 | 84bc5465d9d119d3.jpg.avif | ✅ 存在
西门子 ET-5SY国产 微型断路器 6A 3P D 6kA；5SY6 3P D6 | Siemens ET-5SY domestic miniature circuit breaker 6A 3P D 6kA; 5SY6 3P D6 | 5sy63068cc | 5SY6 3P D6 | 次日发货 | a9fb45dde4371d6f.jpg.avif | ✅ 存在
西门子 过载继电器1.8...2.5A规格S00,等级10,独立安装,主电路：螺丝端子,辅助电路：螺丝端子；3RU61161CB1 | Siemens overload relay 1.8...2.5A specification S00, level 10, independent installation, main circuit: screw terminal, auxiliary circuit: screw terminal; 3RU61161CB1 | 3ru61161cb1 | 3RU61161CB1 | 次日发货 | 9c8920324a80e6c7.jpg.avif | ✅ 存在
西门子 S7-400,缓冲电池3.6V/2.3AH用于PS4054A/10A/20A和PS4074A/10A/20A；6ES79710BA00 | Siemens S7-400, buffer battery 3.6V/2.3AH for PS4054A/10A/20A and PS4074A/10A/20A; 6ES79710BA00 | 6es79710ba00 | 6ES79710BA00 |  | 172d504bf42dd1e4.jpg.avif | ✅ 存在
SIMATIC ET 200SP， CM PTP 通信模块 用于串行连接 RS-422，RS-485 和 RS-232， 空闲端口，3964(R)，USS， MODBUS RTU 主机，从站， 最大 250 kBit/s， 适合用于 A0 类型的基座单元 | SIMATIC ET 200SP, CM PTP communication module for serial connections RS-422, RS-485 and RS-232, free port, 3964(R), USS, MODBUS RTU master, slave, max. 250 kBit/s, suitable for base units of type A0 | 6es71376aa010ba0 | 6ES71376AA010BA0 | 次日发货 | 63a56299ff77a38b.jpg.avif | ❌ 不存在
西门子 接触器AC50HZ,220V 25A 11kW 辅助触点：1个常开触点+1个常闭触点,规格1；3TS33110XM0 | Siemens contactor AC50HZ, 220V 25A 11kW auxiliary contact: 1 normally open contact + 1 normally closed contact, specification 1; 3TS33110XM0 | 3ts33110xm0 | 3TS33110XM0 | 当日发货 | 6bec97ac4222eb9f.jpg.avif | ❌ 不存在
西门子 接触器继电器AC50HZ,220V辅助触点：2个常开触点+2个常闭触点,规格0螺纹连接；3TH80220XM0 | Siemens contactor relay AC50HZ, 220V auxiliary contacts: 2 normally open contacts + 2 normally closed contacts, specification 0 threaded connection; 3TH80220XM0 | 3th80220xm0 | 3TH80220XM0 | 当日发货 | 996a51f62fc58faa.jpg.avif | ✅ 存在
西门子 ET-5SY国产 微型断路器 3A 3P D 6kA；5SY6 3P D3 | Siemens ET-5SY domestic miniature circuit breaker 3A 3P D 6kA; 5SY6 3P D3 | 5sy63038cc | 5SY6 3P D3 | 次日发货 | ae877b1b0212d756.jpg.avif | ✅ 存在
西门子 接触器24VAC50/60HZ 18.5kW 400V辅助触点1个常开触点+1个常闭触点,3极规格S0螺丝端子；3RT60281AC20 | Siemens contactor 24VAC50/60HZ 18.5kW 400V auxiliary contact 1 normally open contact + 1 normally closed contact, 3-pole specification S0 screw terminal; 3RT60281AC20 | 3rt60281ac20 | 3RT60281AC20 | 当日发货 | a289511b1f8cbaa4.jpg.avif | ✅ 存在
西门子 独立安装尺寸S0,用于3RU6独立安装主电路：螺钉终端；3RU69263AA01 | Siemens independent installation size S0, for 3RU6 independent installation main circuit: screw terminal; 3RU69263AA01 | 3ru69263aa01 | 3RU69263AA01 | 次日发货 | 795624b89b243c24.jpg.avif | ✅ 存在
西门子 ET-5SN国产 微型断路器 63A 3P C 6kA；5SN6 3P C63 | Siemens ET-5SN domestic miniature circuit breaker 63A 3P C 6kA; 5SN6 3P C63 | 5sn63637cn | 5SN6 3P C63 | 当日发货 | 92913a32ebeb3e00.jpg.avif | ❌ 不存在
西门子 ET-5SN国产 微型断路器 25A 3P C 6kA；5SN6 3P C25 | Siemens ET-5SN domestic miniature circuit breaker 25A 3P C 6kA; 5SN6 3P C25 | 5sn63257cn | 5SN6 3P C25 | 当日发货 | 17dcd2e0d6cf28ca.jpg.avif | ❌ 不存在
西门子 模拟量输入；6ES71346GD010BA1 | Siemens analog input; 6ES71346GD010BA1 | 6es71346gd010ba1 | 6ES71346GD010BA1 | 次日发货 | 31cae7de5f46f532.jpg.avif | ✅ 存在
西门子 AUX.开关组,1NC,DINEN50005,螺旋端子,用于电机接触器,1极；3RH59211CA01 | Siemens AUX. switch set, 1NC, DINEN50005, screw terminal, for motor contactor, 1 pole; 3RH59211CA01 | 3rh59211ca01 | 3RH59211CA01 |  | 7aca8ed8d0f4ecce.jpg.avif | ✅ 存在
西门子 过载继电器2.2...3.2A规格S00,等级10,安装至接触器,主电路：螺丝端子,辅助电路：螺丝端子；3RU61161DB0 | Siemens overload relay 2.2...3.2A size S00, class 10, mounted to contactor, main circuit: screw terminals, auxiliary circuit: screw terminals; 3RU61161DB0 | 3ru61161db0 | 3RU61161DB0 | 当日发货 | 957b5669041ab912.jpg.avif | ✅ 存在
西门子 ET-5SN国产 电子式剩余电流保护断路器 40A 2P C 6kA 30mA AC；5SU9/SN AC 30 mA 2P 6KA C40 | Siemens ET-5SN domestic electronic residual current protection circuit breaker 40A 2P C 6kA 30mA AC; 5SU9/SN AC 30 mA 2P 6KA C40 | 5su93261cn40 | 5SU9/SN AC 30 mA 2P 6KA C40 | 当日发货 | 50b44bea424b5944.jpg.avif | ✅ 存在
西门子 ET-5SY国产 微型断路器 25A 3P D 6kA；5SY6 3P D25 | Siemens ET-5SY domestic miniature circuit breaker 25A 3P D 6kA; 5SY6 3P D25 | 5sy63258cc | 5SY6 3P D25 | 当日发货 | d90cb842d8fca0b9.jpg.avif | ❌ 不存在
西门子 过载继电器11...16A规格S00,等级10,独立安装,主电路：螺丝端子,辅助电路：螺丝端子；3RU61164AB1 | Siemens overload relay 11...16A specification S00, level 10, independent installation, main circuit: screw terminal, auxiliary circuit: screw terminal; 3RU61164AB1 | 3ru61164ab1 | 3RU61164AB1 | 当日发货 | 35cfeb4f7987859a.jpg.avif | ❌ 不存在
西门子 CES钥匙开关,22mm,塑料,锁闭编号SSG10,附带2把钥匙,2个开关位置,锁定,拔出钥匙O+I；3SU10005BF110AA0 | Siemens CES key switch, 22mm, plastic, locking number SSG10, comes with 2 keys, 2 switch positions, lock, pull out key O+I; 3SU10005BF110AA0 | 3su10005bf110aa0 | 3SU10005BF110AA0 | 次日发货 | d837298f39d7e5a3.jpg.avif | ✅ 存在
西门子 用于3个模块的支架,金属,；3SU15500AA100AA0 | Siemens Bracket for 3 modules, metal,; 3SU15500AA100AA0 | 3su15500aa100aa0 | 3SU15500AA100AA0 | 次日发货 | 55e2eb5d569da19f.jpg.avif | ✅ 存在
西门子 电涌抑制器,可变电阻,尺寸S0,用于电机接触器；3RT69261BB00 | Siemens surge suppressor, variable resistor, size S0, for motor contactor; 3RT69261BB00 | 3rt69261bb00 | 3RT69261BB00 |  | bb300bea6ba7ba9d.jpg.avif | ✅ 存在
西门子 ET-5SY国产 微型断路器 32A 3P D 6kA；5SY6 3P D32 | Siemens ET-5SY domestic miniature circuit breaker 32A 3P D 6kA; 5SY6 3P D32 | 5sy63328cc | 5SY6 3P D32 | 当日发货 | 1ef5d630b9e2b5dd.jpg.avif | ✅ 存在
西门子 接触器220VAC50/60HZ 37kW 400V,3极规格S3螺丝端子；3RT50451AN20 | Siemens contactor 220VAC50/60HZ 37kW 400V, 3-pole specification S3 screw terminal; 3RT50451AN20 | 3rt50451an20 | 3RT50451AN20 | 当日发货 | a6b3511a7c0ad6bd.jpg.avif | ❌ 不存在
西门子 开关量输入模块；6ES71316BF010BA0 | Siemens switch input module; 6ES71316BF010BA0 | 6es71316bf010ba0 | 6ES71316BF010BA0 | 当日发货 | 93f88947e2166b9c.jpg.avif | ✅ 存在
西门子 电动机保护断路器,脱扣器6.3A,A脱扣器4.5-6.3A,N脱扣器82A,用于电机保护,等级10,螺纹连接,；3RV60111GA10 | Siemens motor protection circuit breaker, release 6.3A, A release 4.5-6.3A, N release 82A, used for motor protection, level 10, threaded connection,; 3RV60111GA10 | 3rv60111ga10 | 3RV60111GA10 | 当日发货 | 5915fddd779e472e.jpg.avif | ❌ 不存在
西门子 ET-5SY国产 微型断路器 6A 1P C 10kA；5SY4 1P C6 | Siemens ET-5SY domestic miniature circuit breaker 6A 1P C 10kA; 5SY4 1P C6 | 5sy41067cc | 5SY4 1P C6 | 次日发货 | 0d1dcb415902b8c0.jpg.avif | ❌ 不存在
西门子 全套装置组合22mm金属光泽圆形按钮瞬时带扁平按钮带支架螺丝端子,1个常开触点绿色；3SB66G10 | Siemens complete device combination 22mm metallic gloss round button momentary with flat button with bracket screw terminal, 1 normally open contact green; 3SB66G10 | 3sb61600ab401ba0 | 3SB66G10 | 次日发货 | 3a4a19262e02b610.jpg.avif | ✅ 存在
西门子 SEAL 电机控制与保护产品(国产) 交流接触器,40个/箱；3TS31100XM0 | Siemens SEAL motor control and protection products (domestic) AC contactor, 40 pieces/box; 3TS31100XM0 | 3ts31100xm0 | 3TS31100XM0 | 当日发货 | dcd1e23fa34460f7.jpg.avif | ✅ 存在
西门子 ET-5SN国产 电子式剩余电流保护断路器 10A 1P+N C 6kA 30mA AC；5SU9/SN AC 30 mA 1P+N 6KA C10 | Siemens ET-5SN domestic electronic residual current protection circuit breaker 10A 1P+N C 6kA 30mA AC; 5SU9/SN AC 30 mA 1P+N 6KA C10 | 5su93561cn10 | 5SU9/SN AC 30 mA 1P+N 6KA C10 | 次日发货 | 772ef472e5461343.jpg.avif | ❌ 不存在
西门子 ET-5SY国产 微型断路器 32A 2P D 6kA；5SY6 2P D32 | Siemens ET-5SY domestic miniature circuit breaker 32A 2P D 6kA; 5SY6 2P D32 | 5sy62328cc | 5SY6 2P D32 | 次日发货 | f9ded72846c25331.jpg.avif | ❌ 不存在
西门子 电动机保护断路器32A,A脱扣器27-32A,N脱扣器400A,用于电机保护,等级10,螺纹连接,横向辅助开关1NO+1NC；3RV60214EA15 | Siemens motor protection circuit breaker 32A, A release 27-32A, N release 400A, used for motor protection, level 10, threaded connection, horizontal auxiliary switch 1NO+1NC; 3RV60214EA15 | 3rv60214ea15 | 3RV60214EA15 | 当日发货 | 8d57761772cc9898.jpg.avif | ✅ 存在
西门子 电涌抑制器,24-48VAC,DC24...70V,可变电阻,用于电机接触器和接触器继电器尺寸S00；3RT69161BB00 | Siemens surge suppressor, 24-48VAC, DC24...70V, variable resistor, for motor contactors and contactor relay size S00; 3RT69161BB00 | 3rt69161bb00 | 3RT69161BB00 |  | 4668adf1c2b006f8.jpg.avif | ❌ 不存在
西门子 电磁式剩余电流模块,2极,型号AC,输入：40A,30mA适用于5SY；5SM2 电磁式 / 模块 AC 30mA 2P 0.3 ~ 40A | Siemens electromagnetic residual current module, 2 pole, model AC, input: 40A, 30mA suitable for 5SY; 5SM2 electromagnetic / module AC 30mA 2P 0.3 ~ 40A | 5sm23220 | 5SM2 电磁式 / 模块 AC 30mA 2P 0.3 ~ 40A | 次日发货 | 258dc2ebd00f1bbb.jpg.avif | ✅ 存在
西门子 过载继电器20...25A规格S0,等级10,安装至接触器,主电路：螺丝端子,辅助电路：螺丝端子；3RU61264DB0 | Siemens overload relay 20...25A size S0, class 10, mounted to contactor, main circuit: screw terminals, auxiliary circuit: screw terminals; 3RU61264DB0 | 3ru61264db0 | 3RU61264DB0 | 次日发货 | 2fa304481604c5c1.jpg.avif | ✅ 存在
西门子 ET-5SY国产 微型断路器 40A 2P D 6kA；5SY6 2P D40 | Siemens ET-5SY domestic miniature circuit breaker 40A 2P D 6kA; 5SY6 2P D40 | 5sy62408cc | 5SY6 2P D40 | 当日发货 | f9ded72846c25331.jpg.avif | ❌ 不存在
西门子 S7-1500,前连接器螺丝端子技术,40针针对35mm宽模块包括4个电位桥接,和束线带；6ES75921AM000XB0 | Siemens S7-1500, front connector screw terminal technology, 40-pin for 35mm wide module including 4 potential bridges, and cable ties; 6ES75921AM000XB0 | 6es75921am000xb0 | 6ES75921AM000XB0 |  | acdcfa8b0417d973.jpg.avif | ✅ 存在
西门子 开关量输出；6ES71326BH000AA0 | Siemens switching output; 6ES71326BH000AA0 | 6es71326bh000aa0 | 6ES71326BH000AA0 | 次日发货 | 5871d742bbae7a2e.jpg.avif | ✅ 存在
西门子 SITOP稳压电源PSU2200 输入:100-240VAC 输出:24VDC/10A；6EP33343SA000AY0 | Siemens SITOP regulated power supply PSU2200 input: 100-240VAC output: 24VDC/10A; 6EP33343SA000AY0 | 6ep33343sa000ay0 | 6EP33343SA000AY0 |  | 42d53df86d3678d2.jpg.avif | ✅ 存在
西门子 SITOR-柱状保险丝,10x38mm,32A,aR,UnAC：600V；3NC1032 | Siemens SITOR-cylindrical fuse, 10x38mm, 32A, aR, UnAC: 600V; 3NC1032 | 3nc1032 | 3NC1032 | 3日发货 | d9216caa3750a212.jpg.avif | ✅ 存在
西门子 过载继电器12.5...18A脱扣等级：10A规格0用于3TS29-32、3TB39-41辅助触点：1个常开触点+1个常闭触点；3US50402L | Siemens overload relay 12.5...18A tripping class: 10A specification 0 for 3TS29-32, 3TB39-41 auxiliary contacts: 1 normally open contact + 1 normally closed contact; 3US50402L | 3us50402l | 3US50402L | 3日发货 | 276360637f1b5ca8.jpg.avif | ❌ 不存在
西门子 ET-5SY国产 模块化插座输出端口,2P+E,250V,16A,2.5MW,遵照英国标准,用于安装在配电板里；5TE68062CC | Siemens ET-5SY domestic modular socket output port, 2P+E, 250V, 16A, 2.5MW, complies with British standards, used for installation in distribution boards; 5TE68062CC | 5te68062cc | 5TE68062CC |  | 160043f375668ab7.jpg.avif | ✅ 存在
西门子 触点块执行器组件带1个触点元件螺丝端子,1个常闭触点；3SB69C01 | Siemens contact block actuator assembly with 1 contact element screw terminal, 1 normally closed contact; 3SB69C01 | 3sb64001aa101ca0 | 3SB69C01 | 3日发货 | 1fc4f718527d4870.jpg.avif | ✅ 存在
西门子 接触器继电器,2个常开触点+2个常闭触点,110VDC,规格S00,螺丝端子；3RH61221BF40 | Siemens contactor relay, 2 normally open contacts + 2 normally closed contacts, 110VDC, specification S00, screw terminal; 3RH61221BF40 | 3rh61221bf40 | 3RH61221BF40 | 3日发货 | 0dfcb37b7eed67e0.jpg.avif | ✅ 存在
西门子 接触器AC50HZ,220V 12A 5.5kW 辅助触点：2个常开触点+2个常闭触点,规格0螺纹连接；3TB41220XM0 | Siemens contactor AC50HZ, 220V 12A 5.5kW auxiliary contacts: 2 normally open contacts + 2 normally closed contacts, specification 0 threaded connection; 3TB41220XM0 | 3tb41220xm0 | 3TB41220XM0 | 5日发货 | 169e950acb49c0b6.jpg.avif | ❌ 不存在
西门子 触点块执行器组件带1个触点元件螺丝端子,1个常开触点；3SB69C10 | Siemens contact block actuator assembly with 1 contact element screw terminal, 1 normally open contact; 3SB69C10 | 3sb64001aa101ba0 | 3SB69C10 | 5日发货 | bee0dae007ca9cd1.jpg.avif | ✅ 存在
西门子 发光按钮,22mm,圆形,金属,高光,白色,按钮,平,键控式,1NO+1NC,AC/DC24V,弹簧型接口；3SU11520AB603FA0 | Siemens illuminated button, 22mm, round, metal, high gloss, white, button, flat, keyed, 1NO+1NC, AC/DC24V, spring type interface; 3SU11520AB603FA0 | 3su11520ab603fa0 | 3SU11520AB603FA0 | 4周发货 | c4833234600c97e2.jpg.avif | ✅ 存在
西门子 接触器继电器AC60HZ,440V辅助触点：4个常闭触点,规格0,螺纹连接；3TH82440XR1 | Siemens contactor relay AC60HZ, 440V auxiliary contacts: 4 normally closed contacts, specification 0, threaded connection; 3TH82440XR1 | 3th82440xr1 | 3TH82440XR1 | 4周发货 | e3caa6bac3080ee3.jpg.avif | ✅ 存在
西门子 触点模块带1个开关元件,1NC,螺栓型端子连接,用于前面板安装,；3SU14001AA101CA0 | Siemens contact module with 1 switching element, 1NC, screw terminal connection, for front panel mounting, 3SU14001AA101CA0 | 3su14001aa101ca0 | 3SU14001AA101CA0 | 4周发货 | 8f5ddb8e33f8b7e6.jpg.avif | ✅ 存在
西门子 接触器继电器AC50HZ,36V辅助触点：2个常开触点+2个常闭触点,规格0螺纹连接；3TH80220XG0 | Siemens contactor relay AC50HZ, 36V auxiliary contacts: 2 normally open contacts + 2 normally closed contacts, specification 0 threaded connection; 3TH80220XG0 | 3th80220xg0 | 3TH80220XG0 | 4周发货 | cdfb6e96c20713fc.jpg.avif | ✅ 存在
西门子 独立适配器OLR3US56；3US1956 | Siemens independent adapter OLR3US56; 3US1956 | 3us1956 | 3US1956 | 4周发货 | ba02e1aa2356bf89.jpg.avif | ✅ 存在
西门子 接触器AC50HZ,36V 9A 4kW 辅助触点：2个常开触点+2个常闭触点,规格0螺纹连接；3TB40220XG0 | Siemens contactor AC50HZ, 36V 9A 4kW auxiliary contacts: 2 normally open contacts + 2 normally closed contacts, specification 0 threaded connection; 3TB40220XG0 | 3tb40220xg0 | 3TB40220XG0 | 2周发货 | 9d0d2f905fb52d35.jpg.avif | ✅ 存在
西门子 过载继电器14...20A规格S0,等级10,安装至接触器,主电路：螺丝端子,辅助电路：螺丝端子；3RU61264BB0 | Siemens overload relay 14...20A size S0, class 10, mounted to contactor, main circuit: screw terminals, auxiliary circuit: screw terminals; 3RU61264BB0 | 3ru61264bb0 | 3RU61264BB0 | 当日发货 | 8a17dc8d4f94fb4f.jpg.avif | ✅ 存在
西门子 SITOR-柱状保险丝,10x38mm,3A,aR,UnAC：600V,Un直流：700V,DC符合UL；3NC1003 | Siemens SITOR-cylindrical fuse, 10x38mm, 3A, aR, UnAC: 600V, Un DC: 700V, DC complies with UL; 3NC1003 | 3nc1003 | 3NC1003 | 当日发货 | 7ab23dfd82c0391a.jpg.avif | ✅ 存在
西门子 塑壳断路器 极数3P 额定电流125A 额定极限分断能力35kA 脱扣器类型TMF；3VT160 N125 TMF F/3P | Siemens molded case circuit breaker, pole number 3P, rated current 125A, rated ultimate breaking capacity 35kA, trip unit type TMF; 3VT160 N125 TMF F/3P | 3vt82121aa030aa0 | 3VT160 N125 TMF F/3P | 次日发货 | e550023025fa9c21.jpg.avif | ❌ 不存在
西门子 隔离开关3LD,紧急关闭开关,3针,Iu：16A,额定功率/AC23A时400V时：7.5kW,红色/黄色,4孔固定手柄；3LD20030TK53 | Siemens isolation switch 3LD, emergency shutdown switch, 3-pin, Iu: 16A, rated power/AC23A at 400V: 7.5kW, red/yellow, 4-hole fixed handle; 3LD20030TK53 | 3ld20030tk53 | 3LD20030TK53 | 次日发货 | ab02bfde53b04d2c.jpg.avif | ✅ 存在
西门子 接触器380...420VUC 90kW 操作辅助触点2个常开触点+2个常闭触点,3极规格S6母排连接传统操作机构螺丝端子；3RT50566AV36 | Siemens contactor 380...420VUC 90kW operating auxiliary contacts 2 normally open contacts + 2 normally closed contacts, 3-pole specification S6 busbar connected to traditional operating mechanism screw terminals; 3RT50566AV36 | 3rt50566av36 | 3RT50566AV36 | 次日发货 | 5feada35080cc64d.jpg.avif | ❌ 不存在
西门子 数字量输出模块；6ES75221BL100AA0 | Siemens digital output module; 6ES75221BL100AA0 | 6es75221bl100aa0 | 6ES75221BL100AA0 | 次日发货 | 09a4f26c87f15ff6.jpg.avif | ✅ 存在
西门子 LVHRC熔丝LINKGG/gL+NON-INSULATEDGRIPLUGS尺寸1,125A,500V；3NA3 1 125A 500V AC/440V DC gL/gG | Siemens LVHRC fuse LINKGG/gL+NON-INSULATEDGRIPLUGS size 1,125A,500V; 3NA3 1 125A 500V AC/440V DC gL/gG | 3na31322c | 3NA3 1 125A 500V AC/440V DC gL/gG | 3日发货 | bfe464243f8c1c16.jpg.avif | ✅ 存在
西门子 塑壳断路器 极数3P 额定电流32A 额定极限分断能力25kA 脱扣器类型TMF；3VT63 N32 TMF F/3P | Siemens molded case circuit breaker, pole number 3P, rated current 32A, rated ultimate breaking capacity 25kA, tripper type TMF; 3VT63 N32 TMF F/3P | 3vt80321aa030aa0 | 3VT63 N32 TMF F/3P | 次日发货 | 45600f30800da0ba.jpg.avif | ❌ 不存在
西门子 数字量输入模块；6ES73211BL000AA0 | Siemens digital input module; 6ES73211BL000AA0 | 6es73211bl000aa0 | 6ES73211BL000AA0 | 次日发货 | 00aa408faebc2a8e.jpg.avif | ✅ 存在
西门子 ET-5SN国产 微型断路器 20A 1P C 6kA；5SN6 1P C20 | Siemens ET-5SN domestic miniature circuit breaker 20A 1P C 6kA; 5SN6 1P C20 | 5sn61207cn | 5SN6 1P C20 | 当日发货 | 091df15126d0655d.jpg.avif | ❌ 不存在
西门子 接触器220...240VUC 110kW 操作辅助触点2个常开触点+2个常闭触点,3极规格S10母排连接传统操作机构螺丝端子；3RT50646AP36 | Siemens contactor 220...240VUC 110kW operating auxiliary contact 2 normally open contacts + 2 normally closed contacts, 3-pole specification S10 busbar connection traditional operating mechanism screw terminal; 3RT50646AP36 | 3rt50646ap36 | 3RT50646AP36 | 当日发货 | de6cbbd9a81543b3.jpg.avif | ✅ 存在
西门子 塑壳断路器 极数3P 额定电流250A 额定极限分断能力35kA 脱扣器类型TMF；3VT250N250 TMF F/3P | Siemens molded case circuit breaker, pole number 3P, rated current 250A, rated limit breaking capacity 35kA, release type TMF; 3VT250N250 TMF F/3P | 3vt83251aa030aa0 | 3VT250N250 TMF F/3P | 当日发货 | e550023025fa9c21.jpg.avif | ❌ 不存在
西门子 S7-1200,数字量I/OSM1223,8DI/8DO,8DI24VDC,灌电流/拉电流,8DO,继电器2A；6ES72231PH320XB0 | Siemens S7-1200, digital I/OSM1223, 8DI/8DO, 8DI24VDC, current sink/source, 8DO, relay 2A; 6ES72231PH320XB0 | 6es72231ph320xb0 | 6ES72231PH320XB0 | 次日发货 | 9bf149406d932e5b.jpg.avif | ✅ 存在
西门子 一体型信号灯,22mm,塑料,圆形,集成LED,220VAC绿色；3SB62D6G | Siemens integrated signal light, 22mm, plastic, round, integrated LED, 220VAC green; 3SB62D6G | 3sb62166aa401aa0 | 3SB62D6G | 当日发货 | cdb504382a0d9a12.jpg.avif | ✅ 存在
西门子 用于3个模块的支架,塑料,；3SU15000AA100AA0 | Siemens Bracket for 3 modules, plastic,; 3SU15000AA100AA0 | 3su15000aa100aa0 | 3SU15000AA100AA0 | 次日发货 | 272e84d0417688c3.jpg.avif | ✅ 存在
西门子 接触器DC24V 3kW 400V辅助触点：1个常开触点,3极规格S00螺丝端子；3RT60151BB41 | Siemens contactor DC24V 3kW 400V auxiliary contact: 1 normally open contact, 3-pole specification S00 screw terminal; 3RT60151BB41 | 3rt60151bb41 | 3RT60151BB41 | 当日发货 | cfa1485763cbdfe5.jpg.avif | ✅ 存在
西门子 接触器24VDC 15kW 400V辅助触点1个常开触点+1个常闭触点,3极规格S0螺丝端子；3RT60271BB40 | Siemens contactor 24VDC 15kW 400V auxiliary contact 1 normally open contact + 1 normally closed contact, 3-pole specification S0 screw terminal; 3RT60271BB40 | 3rt60271bb40 | 3RT60271BB40 | 次日发货 | fa95e834700bdf12.jpg.avif | ✅ 存在
西门子 SINAMICS V20 3AC 380V变频器,无内置滤波器,1台/箱 1.5kW AC380-480V；6SL3210-5BE21-5UV0 | Siemens SINAMICS V20 3AC 380V inverter, no built-in filter, 1 unit/box 1.5kW AC380-480V; 6SL3210-5BE21-5UV0 | 6sl32105be215uv0 | 6SL3210-5BE21-5UV0 | 次日发货 | 751107a5d93873cf.jpg.avif | ✅ 存在
西门子 过载继电器,36...45A规格S2,等级10,安装至接触器,主电路：螺丝端子,辅助电路：螺丝端子；3RU51364GB1 | Siemens overload relay, 36...45A size S2, class 10, mounted to contactor, main circuit: screw terminals, auxiliary circuit: screw terminals; 3RU51364GB1 | 3ru51364gb1 | 3RU51364GB1 | 当日发货 | 5fa01b8bff699d66.jpg.avif | ✅ 存在
西门子 接触器380...420VUC 110kW 操作辅助触点2个常开触点+2个常闭触点,3极规格S10母排连接传统操作机构螺丝端子；3RT50646AV36 | Siemens contactor 380...420VUC 110kW operating auxiliary contacts 2 normally open contacts + 2 normally closed contacts, 3-pole specification S10 busbar connected to traditional operating mechanism screw terminals; 3RT50646AV36 | 3rt50646av36 | 3RT50646AV36 | 当日发货 | 0146e405221e4d9c.jpg.avif | ✅ 存在
西门子 辅助开关,横向尺寸S00,S0用于断路器1NO；3RV69011D | Siemens auxiliary switch, horizontal size S00, S0 for circuit breaker 1NO; 3RV69011D | 3rv69011d | 3RV69011D | 次日发货 | 8e2b73047bb79d16.jpg.avif | ✅ 存在
西门子 ET-5SY国产 微型断路器 6A 1P D 6kA；5SY6 1P D6 | Siemens ET-5SY domestic miniature circuit breaker 6A 1P D 6kA; 5SY6 1P D6 | 5sy61068cc | 5SY6 1P D6 | 当日发货 | 761cf46c6c77c280.jpg.avif | ❌ 不存在
西门子 扩展模拟量输出模块；6ES72324HB320XB0 | Siemens extended analog output module; 6ES72324HB320XB0 | 6es72324hb320xb0 | 6ES72324HB320XB0 | 次日发货 | 59e84f11a22a3446.jpg.avif | ✅ 存在
西门子 工业交换机附件；6GK50040BA001AB2 | Siemens industrial switch accessories; 6GK50040BA001AB2 | 6gk50040ba001ab2 | 6GK50040BA001AB2 | 次日发货 | d0df1dae1c3b987a.jpg.avif | ✅ 存在
西门子 辅助电流开关,1NO+1NC用于LS开关5SL,5SY,5SP附装开关5TL1,FI/LS5SU1,FI5SV（对于5SU1来说,手柄连接器5ST3805-1是必要的）；5ST3010 | Siemens auxiliary current switch, 1NO+1NC for LS switch 5SL, 5SY, 5SP attachment switch 5TL1, FI/LS5SU1, FI5SV (for 5SU1, handle connector 5ST3805-1 is necessary); 5ST3010 | 5st3010 | 5ST3010 |  | 7a85f0f84d60a7c5.jpg.avif | ✅ 存在
西门子 SEAL 电机控制与保护产品（国产） 热过载继电器；3US55402C | Siemens SEAL motor control and protection products (domestic) thermal overload relay; 3US55402C | 3us55402c | 3US55402C | 当日发货 | 276360637f1b5ca8.jpg.avif | ❌ 不存在
西门子 ET-5SY国产 直流型 微型断路器 20A 1P C 10kA；5SY5 DC 1P C20 | Siemens ET-5SY domestic DC type miniature circuit breaker 20A 1P C 10kA; 5SY5 DC 1P C20 | 5sy51207cc | 5SY5 DC 1P C20 | 次日发货 | f2e913f71cd86a45.jpg.avif | ✅ 存在
西门子 ET-5SN国产 微型断路器 20A 3P C 6kA；5SN6 3P C20 | Siemens ET-5SN domestic miniature circuit breaker 20A 3P C 6kA; 5SN6 3P C20 | 5sn63207cn | 5SN6 3P C20 | 当日发货 | 17dcd2e0d6cf28ca.jpg.avif | ❌ 不存在
西门子 塑壳断路器 极数3P 额定电流100A 额定极限分断能力25kA 脱扣器类型TMF；3VT100 N100 TMF F/3P | Siemens molded case circuit breaker, pole number 3P, rated current 100A, rated ultimate breaking capacity 25kA, trip unit type TMF; 3VT100 N100 TMF F/3P | 3vt81101aa030aa0 | 3VT100 N100 TMF F/3P | 当日发货 | e550023025fa9c21.jpg.avif | ❌ 不存在
西门子 塑壳断路器 极数3P 额定电流200A 额定极限分断能力35kA 脱扣器类型TMF；3VT250 N200 TMF F/3P | Siemens molded case circuit breaker, pole number 3P, rated current 200A, rated ultimate breaking capacity 35kA, tripper type TMF; 3VT250 N200 TMF F/3P | 3vt83201aa030aa0 | 3VT250 N200 TMF F/3P | 当日发货 | e550023025fa9c21.jpg.avif | ❌ 不存在
西门子 指示灯,22mm,圆形,塑料,绿色,透镜,平滑,带支架,带集成式LED,AC/DC24V,螺栓型端子连接；3SU11026AA401AA0 | Siemens indicator light, 22mm, round, plastic, green, lens, smooth, with bracket, with integrated LED, AC/DC24V, screw terminal connection; 3SU11026AA401AA0 | 3su11026aa401aa0 | 3SU11026AA401AA0 | 次日发货 | 864196e7dbceb9a0.jpg.avif | ✅ 存在
西门子 接触器AC50HZ,220V 6A 2.2kW 辅助触点：1个常开触点,规格0；3TS29100XM0 | Siemens contactor AC50HZ, 220V 6A 2.2kW auxiliary contact: 1 normally open contact, specification 0; 3TS29100XM0 | 3ts29100xm0 | 3TS29100XM0 | 当日发货 | 0b43890768867216.jpg.avif | ❌ 不存在
西门子 AUX.开关组,1NO从上面的连接调节路径：1NO,用于电机接触器和接触器继电器,螺钉终端；3RH69111AA10 | Siemens AUX. Switch set, 1NO Adjustment path from above connection: 1NO, for motor contactor and contactor relay, screw terminal; 3RH69111AA10 | 3rh69111aa10 | 3RH69111AA10 |  | 09d224c1ea674dee.jpg.avif | ✅ 存在
西门子 接触器220...240VUC 90kW 操作辅助触点2个常开触点+2个常闭触点,3极规格S6母排连接传统操作机构螺丝端子；3RT50566AP36 | Siemens contactor 220...240VUC 90kW operating auxiliary contact 2 normally open contacts + 2 normally closed contacts, 3-pole specification S6 busbar connection traditional operating mechanism screw terminal; 3RT50566AP36 | 3rt50566ap36 | 3RT50566AP36 | 当日发货 | 933bde7aadb498fb.jpg.avif | ✅ 存在
西门子 横向AUX.开关组,用于电机接触器2NO,尺寸S00,螺钉终端DINEN50012和DINEN50005；3RH69111DA20 | Siemens Transversal AUX. switch set for motor contactor 2NO, size S00, screw terminals DINEN50012 and DINEN50005; 3RH69111DA20 | 3rh69111da20 | 3RH69111DA20 |  | 7908495f472ae3f6.jpg.avif | ✅ 存在
西门子 过载继电器9.0...12.5A规格S0,等级10,安装至接触器,主电路：螺丝端子,辅助电路：螺丝端子；3RU61261KB0 | Siemens overload relay 9.0...12.5A specification S0, class 10, mounted to contactor, main circuit: screw terminals, auxiliary circuit: screw terminals; 3RU61261KB0 | 3ru61261kb0 | 3RU61261KB0 | 次日发货 | 827d0b752291a87b.jpg.avif | ✅ 存在
西门子 蘑菇头急停按钮,22mm,塑料,红色,40mm,强制锁定,旋转解锁机制,带黄色名称牌支架,标记：急停,1NC,螺栓型端子连接,；3SU11001HB201CH0 | Siemens mushroom head emergency stop button, 22mm, plastic, red, 40mm, forced locking, rotating unlocking mechanism, with yellow nameplate holder, marked: emergency stop, 1NC, screw terminal connection,; 3SU11001HB201CH0 | 3su11001hb201ch0 | 3SU11001HB201CH0 | 次日发货 | 0256c2eb7b161db5.jpg.avif | ✅ 存在
西门子 发光按钮,22mm,圆形,塑料,绿色,按钮,平,键控式,1S,AC/DC24V,螺栓型端子连接；3SU11020AB401BA0 | Siemens illuminated button, 22mm, round, plastic, green, button, flat, keyed, 1S, AC/DC24V, screw terminal connection; 3SU11020AB401BA0 | 3su11020ab401ba0 | 3SU11020AB401BA0 | 次日发货 | d49ca8894ecf0179.jpg.avif | ✅ 存在
西门子 ET-5SY国产 微型断路器 63A 1P C 6kA；5SY6 1P C63 | Siemens ET-5SY domestic miniature circuit breaker 63A 1P C 6kA; 5SY6 1P C63 | 5sy61637cc | 5SY6 1P C63 | 次日发货 | 3b187c765931e216.jpg.avif | ❌ 不存在
西门子 模拟量输入；6ES71346HD010BA1 | Siemens analog input; 6ES71346HD010BA1 | 6es71346hd010ba1 | 6ES71346HD010BA1 | 次日发货 | e0c20ee6c8d341b9.jpg.avif | ✅ 存在
西门子 接触器380...420VUC 75kW 操作辅助触点2个常开触点+2个常闭触点,3极规格S6母排连接传统操作机构螺丝端子；3RT50556AV36 | Siemens contactor 380...420VUC 75kW operating auxiliary contact 2 normally open contacts + 2 normally closed contacts, 3-pole specification S6 busbar connection traditional operating mechanism screw terminal; 3RT50556AV36 | 3rt50556av36 | 3RT50556AV36 | 当日发货 | 94745552946e53fe.jpg.avif | ✅ 存在
西门子 接触器380...420VUC 55kW 操作辅助触点2个常开触点+2个常闭触点,3极规格S6带接线盒,传统操作机构螺丝端子；3RT50541AV36 | Siemens contactor 380...420VUC 55kW operating auxiliary contacts 2 normally open contacts + 2 normally closed contacts, 3-pole specification S6 with junction box, traditional operating mechanism screw terminals; 3RT50541AV36 | 3rt50541av36 | 3RT50541AV36 | 当日发货 | 8a605ea6c1fc1b94.jpg.avif | ✅ 存在
西门子 ET-5SY国产 电子式剩余电流模块,4极,型号AC,内：40A,30mA；5SM9 电子式 AC 30mA 4P 40A | Siemens ET-5SY domestic electronic residual current module, 4 poles, model AC, internal: 40A, 30mA; 5SM9 electronic AC 30mA 4P 40A | 5sm93420kk | 5SM9 电子式 AC 30mA 4P 40A | 次日发货 | c3e3be1030bb3d20.jpg.avif | ✅ 存在
西门子 接触器24VAC50/60HZ 5.5kW 400V辅助触点：1个常开触点,3极规格S00螺丝端子；3RT60171AB01 | Siemens contactor 24VAC50/60HZ 5.5kW 400V auxiliary contact: 1 normally open contact, 3-pole specification S00 screw terminal; 3RT60171AB01 | 3rt60171ab01 | 3RT60171AB01 | 次日发货 | 575292528f33caee.jpg.avif | ❌ 不存在
西门子 接触器DC24V 3kW 400V辅助触点：1个常闭触点,3极规格S00螺丝端子；3RT60151BB42 | Siemens contactor DC24V 3kW 400V auxiliary contact: 1 normally closed contact, 3-pole specification S00 screw terminal; 3RT60151BB42 | 3rt60151bb42 | 3RT60151BB42 | 次日发货 | 9908ec7a081bed72.jpg.avif | ✅ 存在
西门子 ET-5SY国产 直流型 微型断路器 20A 2P C 10kA；5SY5 DC 2P C20 | Siemens ET-5SY domestic DC type miniature circuit breaker 20A 2P C 10kA; 5SY5 DC 2P C20 | 5sy52207cc | 5SY5 DC 2P C20 | 次日发货 | c3bf6f3b86b4b63f.jpg.avif | ❌ 不存在
西门子 接触器AC50HZ,220V 12A 5.5kW 辅助触点：1个常闭触点,规格0；3TS31010XM0 | Siemens contactor AC50HZ, 220V 12A 5.5kW auxiliary contact: 1 normally closed contact, specification 0; 3TS31010XM0 | 3ts31010xm0 | 3TS31010XM0 | 次日发货 | b8f6a9e1d0678684.jpg.avif | ❌ 不存在
西门子 20针前连接器；6ES73921AJ000AA0 | Siemens 20-pin front connector; 6ES73921AJ000AA0 | 6es73921aj000aa0 | 6ES73921AJ000AA0 |  | e3bbb4d8b9379fd7.jpg.avif | ✅ 存在
西门子 全套装置组合22mm金属光泽圆形急停蘑菇按钮40mm无照明锁存器带有转子解锁装置无触发动作带支架螺丝端子,1个常闭触点红色；3SB66JRR01 | Siemens complete device combination 22mm metallic luster round emergency stop mushroom button 40mm non-illuminated latch with rotor unlocking device without triggering action with bracket screw terminal, 1 normally closed contact red; 3SB66JRR01 | 3sb61601hb201ca0 | 3SB66JRR01 | 次日发货 | 9e0b782dfb0339f4.jpg.avif | ✅ 存在
西门子 接触器继电器,2个常开触点+2个常闭触点,220VDC,规格S00,螺丝端子；3RH61221BM40 | Siemens contactor relay, 2 normally open contacts + 2 normally closed contacts, 220VDC, specification S00, screw terminal; 3RH61221BM40 | 3rh61221bm40 | 3RH61221BM40 | 当日发货 | 71ce10b6ff431a76.jpg.avif | ❌ 不存在
西门子 接触器220VAC50/60HZ 3kW 400V辅助触点：1个常闭触点,3极规格S00螺丝端子；3RT60151AN22 | Siemens contactor 220VAC50/60HZ 3kW 400V auxiliary contact: 1 normally closed contact, 3-pole specification S00 screw terminal; 3RT60151AN22 | 3rt60151an22 | 3RT60151AN22 | 当日发货 | 212fadbba3979d53.jpg.avif | ✅ 存在
西门子 电涌抑制器,二极管组合,尺寸S0,用于电机接触器；3RT69261ER00 | Siemens surge suppressor, diode combination, size S0, for motor contactor; 3RT69261ER00 | 3rt69261er00 | 3RT69261ER00 |  | 94674a0069dba079.jpg.avif | ✅ 存在
西门子 LED模块带集成式LEDAC/DC24V,白色,螺栓型端子连接,用于前面板安装,；3SU14011BB601AA0 | Siemens LED module with integrated LEDAC/DC24V, white, screw terminal connection, for front panel mounting, 3SU14011BB601AA0 | 3su14011bb601aa0 | 3SU14011BB601AA0 | 次日发货 | 611ecf69b1e09345.jpg.avif | ✅ 存在
西门子 SINAMICS V20 1AC 220V变频器,无内置滤波器 0.37kW AC220-240V；6SL3210-5BB13-7UV1 | Siemens SINAMICS V20 1AC 220V inverter, no built-in filter 0.37kW AC220-240V; 6SL3210-5BB13-7UV1 | 6sl32105bb137uv1 | 6SL3210-5BB13-7UV1 | 次日发货 | 2b42fdd17478aa06.jpg.avif | ✅ 存在
西门子 中央处理单元（CPU）；6ES72111BE400XB0 | Siemens central processing unit (CPU); 6ES72111BE400XB0 | 6es72111be400xb0 | 6ES72111BE400XB0 | 次日发货 | 3a9234f276209b72.jpg.avif | ✅ 存在
西门子 扩展模拟量输入模块；6ES72315ND320XB0 | Siemens extended analog input module; 6ES72315ND320XB0 | 6es72315nd320xb0 | 6ES72315ND320XB0 | 次日发货 | 4a48edc7d77b1c56.jpg.avif | ✅ 存在
西门子 微型断路器；5SL6 2P C10 | Siemens miniature circuit breaker; 5SL6 2P C10 | 5sl62107cc | 5SL6 2P C10 | 次日发货 | df447444613d5c0b.jpg.avif | ✅ 存在
西门子 过载继电器3.5...5.0A规格S0,等级10,安装至接触器,主电路：螺丝端子,辅助电路：螺丝端子；3RU61261FB0 | Siemens overload relay 3.5...5.0A specification S0, class 10, mounted to contactor, main circuit: screw terminals, auxiliary circuit: screw terminals; 3RU61261FB0 | 3ru61261fb0 | 3RU61261FB0 | 当日发货 | 827d0b752291a87b.jpg.avif | ❌ 不存在
西门子 电动机保护断路器20A,A脱扣器14-20A,N脱扣器260A,用于电机保护,等级10,螺纹连接,；3RV60214BA10 | Siemens motor protection circuit breaker 20A, A release 14-20A, N release 260A, used for motor protection, level 10, threaded connection,; 3RV60214BA10 | 3rv60214ba10 | 3RV60214BA10 | 次日发货 | 5915fddd779e472e.jpg.avif | ❌ 不存在
西门子 ET-5SY国产 微型断路器 8A 2P C 6kA；5SY6 2P C8 | Siemens ET-5SY domestic miniature circuit breaker 8A 2P C 6kA; 5SY6 2P C8 | 5sy62087cc | 5SY6 2P C8 | 次日发货 | 174ac19b64725ffe.jpg.avif | ❌ 不存在
西门子 过载继电器45...63A规格S2,等级10,用于单独安装,主电路：螺纹连接,辅助电路：螺纹连接；3RU51464JB1 | Siemens overload relay 45...63A specification S2, level 10, for separate installation, main circuit: threaded connection, auxiliary circuit: threaded connection; 3RU51464JB1 | 3ru51464jb1 | 3RU51464JB1 | 次日发货 | e299f992880d2c28.jpg.avif | ✅ 存在
西门子 S7-1200,数字输出SM1222,16DO,继电器2A；6ES72221HH320XB0 | Siemens S7-1200, digital output SM1222, 16DO, relay 2A; 6ES72221HH320XB0 | 6es72221hh320xb0 | 6ES72221HH320XB0 | 次日发货 | a3c316cd3a9eb4e3.jpg.avif | ✅ 存在
西门子 SINAMICS V20 3AC 380V变频器,无内置滤波器,2台/盒 11kW AC380-480V；6SL3210-5BE31-1UV0 | Siemens SINAMICS V20 3AC 380V inverter, no built-in filter, 2 units/box 11kW AC380-480V; 6SL3210-5BE31-1UV0 | 6sl32105be311uv0 | 6SL3210-5BE31-1UV0 | 次日发货 | 2ed02df0d77c5af8.jpg.avif | ✅ 存在
西门子 SINAMICS V20 3AC 380V变频器,无内置滤波器 4k AC380-480V；6SL3210-5BE24-0UV0 | Siemens SINAMICS V20 3AC 380V inverter, no built-in filter 4k AC380-480V; 6SL3210-5BE24-0UV0 | 6sl32105be240uv0 | 6SL3210-5BE24-0UV0 | 次日发货 | e106f65ba470101d.jpg.avif | ✅ 存在
西门子 通信扩展模块/通信板；6ES72411AH320XB0 | Siemens communication expansion module/communication board; 6ES72411AH320XB0 | 6es72411ah320xb0 | 6ES72411AH320XB0 | 次日发货 | c2d45784f4df91ed.jpg.avif | ✅ 存在
西门子 SIMATIC HMI Comfort 12寸宽屏TFT显示屏,1280×800；TP1200 | Siemens SIMATIC HMI Comfort 12-inch widescreen TFT display, 1280×800; TP1200 | 6av21240mc010ax0 | 6AV21240MC010AX0 | 次日发货 | 0fb6174dba2b2790.jpg.avif | ✅ 存在
西门子 横向AUX.开关组,用于电机接触器1NO+1NC,尺寸S00,螺钉终端DINEN50012和DINEN50005；3RH69111DA11 | Siemens Transversal AUX. switch set for motor contactors 1NO+1NC, size S00, screw terminals DINEN50012 and DINEN50005; 3RH69111DA11 | 3rh69111da11 | 3RH69111DA11 |  | 1e829c90eeb18cef.jpg.avif | ✅ 存在
西门子 接触器DC24V 4kW 400V辅助触点1个常开触点+1个常闭触点,3极规格S0螺丝端子；3RT60231BB40 | Siemens contactor DC24V 4kW 400V auxiliary contact 1 normally open contact + 1 normally closed contact, 3-pole specification S0 screw terminal; 3RT60231BB40 | 3rt60231bb40 | 3RT60231BB40 | 当日发货 | d01bbc369705b9b7.jpg.avif | ✅ 存在
西门子 一体型信号灯,22mm,塑料,圆形,集成LED,24VAC/DC红色；3SB62D3R | Siemens integrated signal light, 22mm, plastic, round, integrated LED, 24VAC/DC red; 3SB62D3R | 3sb62136aa201aa0 | 3SB62D3R | 次日发货 | f75b4532085ac0e0.jpg.avif | ✅ 存在
西门子 发光按钮,22mm,圆形,金属,高光,绿色,按钮,平,键控式,1S,AC/DC24V,螺栓型端子连接；3SU11520AB401BA0 | Siemens illuminated button, 22mm, round, metal, high-gloss, green, button, flat, keyed, 1S, AC/DC24V, screw terminal connection; 3SU11520AB401BA0 | 3su11520ab401ba0 | 3SU11520AB401BA0 | 次日发货 | bc4f6277a058c3ee.jpg.avif | ✅ 存在
西门子 接触器24VAC50/60HZ 7.5kW 400V辅助触点1个常闭触点,3极规格S00螺丝端子；3RT60181AB02 | Siemens contactor 24VAC50/60HZ 7.5kW 400V auxiliary contact 1 normally closed contact, 3-pole specification S00 screw terminal; 3RT60181AB02 | 3rt60181ab02 | 3RT60181AB02 | 次日发货 | 575292528f33caee.jpg.avif | ❌ 不存在
西门子 ET-5SY国产 故障信号触点2NC；5ST30220CC | Siemens ET-5SY domestic fault signal contact 2NC; 5ST30220CC | 5st30220cc | 5ST30220CC | 次日发货 | c1fb871c222284f5.jpg.avif | ✅ 存在
西门子 ET-5SY国产 微型断路器 8A 1P C 6kA；5SY6 1P C8 | Siemens ET-5SY domestic miniature circuit breaker 8A 1P C 6kA; 5SY6 1P C8 | 5sy61087cc | 5SY6 1P C8 | 次日发货 | 761cf46c6c77c280.jpg.avif | ❌ 不存在
西门子 按钮盒,外壳塑料,顶端黄色,1指令点塑料,带护圈,A=红色急停蘑菇形按钮,40mm,旋转解锁,1NC；3SU18010NA002AC2 | Siemens button box, plastic shell, yellow top, 1 command point plastic, with retainer, A = red emergency stop mushroom button, 40mm, rotate to unlock, 1NC; 3SU18010NA002AC2 | 3su18010na002ac2 | 3SU18010NA002AC2 |  | 0afd96f6d50a7339.jpg.avif | ✅ 存在
西门子 S7-1500,前连接器以Push-In技术包装,40针,针对35mm宽模块包括4个电位桥接和束线带；6ES75921BM000XB0 | Siemens S7-1500, front connector packed with Push-In technology, 40 pins, including 4 potential bridges and cable ties for 35mm wide modules; 6ES75921BM000XB0 | 6es75921bm000xb0 | 6ES75921BM000XB0 |  | c3b2631e2203c58e.jpg.avif | ✅ 存在
西门子 可编程控制器数字量扩展信号板；6ES72885DT040AA0 | Siemens programmable controller digital expansion signal board; 6ES72885DT040AA0 | 6es72885dt040aa0 | 6ES72885DT040AA0 | 次日发货 | 51b098c3855fdceb.jpg.avif | ✅ 存在
西门子 3RQ0系列 插拔针式继电器 高性能款 DC24V 2CO 12A 带机械指示、LED和测试拨杆；3RQ00720DB42 | Siemens 3RQ0 series plug-in pin type relay high performance model DC24V 2CO 12A with mechanical indication, LED and test lever; 3RQ00720DB42 | 3rq00720db42 | 3RQ00720DB42 | 当日发货 | 8580fb6b54bac8db.jpg.avif | ✅ 存在
西门子 触点模块带2个开关元件,2NO,螺栓型端子连接用于前面板安装；3SU14001AA101DA0 | Siemens contact module with 2 switching elements, 2NO, screw terminal connection for front panel mounting; 3SU14001AA101DA0 | 3su14001aa101da0 | 3SU14001AA101DA0 | 次日发货 | 1d625e3fe476e36a.jpg.avif | ✅ 存在
西门子 接触器DC24V 7.5kW 400V辅助触点1个常开触点,3极规格S00螺丝端子；3RT60181BB41 | Siemens contactor DC24V 7.5kW 400V auxiliary contact 1 normally open contact, 3-pole specification S00 screw terminal; 3RT60181BB41 | 3rt60181bb41 | 3RT60181BB41 | 当日发货 | 889a4a9db1d99e01.jpg.avif | ✅ 存在
西门子 3RQ0系列 插拔针式继电器 通用款 DC24V 2CO 5A 带机械指示和LED 内置防浪涌二极管 | Siemens 3RQ0 series plug-in pin type relay universal type DC24V 2CO 5A with mechanical indicator and LED built-in anti-surge diode | 3rq00120db41 | 3RQ00120DB41 | 次日发货 | e56d05741e07351b.jpg.avif | ❌ 不存在
西门子 电动机保护断路器1.6A,A脱扣器1.1-1.6A,N脱扣器21A,用于电机保护,等级10,螺纹连接,；3RV60111AA10 | Siemens motor protection circuit breaker 1.6A, A release 1.1-1.6A, N release 21A, used for motor protection, level 10, threaded connection,; 3RV60111AA10 | 3rv60111aa10 | 3RV60111AA10 | 次日发货 | 5915fddd779e472e.jpg.avif | ❌ 不存在
西门子 辅助接触器,2NO+2NC,220VDC尺寸S00,螺栓型端子连接；3RH21221BM40 | Siemens auxiliary contactor, 2NO+2NC, 220VDC size S00, screw terminal connection; 3RH21221BM40 | 3rh21221bm40 | 3RH21221BM40 | 次日发货 | 25426b5198a0f21d.jpg.avif | ✅ 存在
西门子 过载继电器10...16A脱扣等级：10A规格1用于3TS33/34辅助触点：1个常开触点+1个常闭触点；3US55402A | Siemens overload relay 10...16A tripping class: 10A specification 1 for 3TS33/34 auxiliary contacts: 1 normally open contact + 1 normally closed contact; 3US55402A | 3us55402a | 3US55402A | 次日发货 | 7baef682a5f24009.jpg.avif | ❌ 不存在
西门子 3RQ0系列 插拔针式继电器 纤薄款 AC48V 2CO 8A 带LED；3RQ00620BW20 | Siemens 3RQ0 series plug-in pin type relay slim model AC48V 2CO 8A with LED; 3RQ00620BW20 | 3rq00620bw20 | 3RQ00620BW20 | 3日发货 | d0f31137ae26043e.jpg.avif | ✅ 存在
西门子 LED模块带集成式LEDAC/DC24V,白色,弹簧型端子连接,用于前面板安装,；3SU14011BB603AA0 | Siemens LED module with integrated LEDAC/DC24V, white, spring terminal connection, for front panel mounting, 3SU14011BB603AA0 | 3su14011bb603aa0 | 3SU14011BB603AA0 | 次日发货 | 9af40dce6f624c23.jpg.avif | ✅ 存在
西门子 辅助开关正面,2NO+2NC电流路径1NC,1NC,1NO,1NO用于3RH2和3RT2笼卡式连接；3RH29112HA22 | Siemens auxiliary switch front, 2NO+2NC current path 1NC, 1NC, 1NO, 1NO for 3RH2 and 3RT2 cage card connection; 3RH29112HA22 | 3rh29112ha22 | 3RH29112HA22 |  | 2815f3d9a1eeb80c.jpg.avif | ✅ 存在
西门子 ET-5SY国产 微型断路器 25A 4P C 6kA；5SY6 4P C25 | Siemens ET-5SY domestic miniature circuit breaker 25A 4P C 6kA; 5SY6 4P C25 | 5sy64257cc | 5SY6 4P C25 | 当日发货 | 0d91fe38bd0b75ae.jpg.avif | ✅ 存在
西门子 辅助开关块用于结构尺寸2-14第1个辅助开关块左或右；3TY75611AA00 | Siemens auxiliary switch block for frame size 2-14 1st auxiliary switch block left or right; 3TY75611AA00 | 3ty75611aa00 | 3TY75611AA00 |  | db422768b8ff6331.jpg.avif | ✅ 存在
西门子 SINAMICS V20 3AC 380V变频器,无内置滤波器 2.2kW AC380-480V；6SL3210-5BE22-2UV0 | Siemens SINAMICS V20 3AC 380V inverter, no built-in filter 2.2kW AC380-480V; 6SL3210-5BE22-2UV0 | 6sl32105be222uv0 | 6SL3210-5BE22-2UV0 | 次日发货 | 61f79d87c0889e42.jpg.avif | ✅ 存在
西门子 转换开关,22mm,圆形,金属,高光,白色,旋钮开关,短柄,3个开关位置,锁定,；3SU10522BL600AA0 | Siemens transfer switch, 22mm, round, metal, high gloss, white, rotary switch, short handle, 3 switch positions, locking,; 3SU10522BL600AA0 | 3su10522bl600aa0 | 3SU10522BL600AA0 | 次日发货 | df678e9dd18b69c9.jpg.avif | ✅ 存在
西门子 信号板模拟量；6ES72314HA300XB0 | Siemens signal board analog; 6ES72314HA300XB0 | 6es72314ha300xb0 | 6ES72314HA300XB0 | 次日发货 | 5a0759a6e0059b0d.jpg.avif | ✅ 存在
西门子 数字量输入模块；6ES75211BH100AA0 | Siemens digital input module; 6ES75211BH100AA0 | 6es75211bh100aa0 | 6ES75211BH100AA0 | 次日发货 | c640d55a68463558.jpg.avif | ✅ 存在
西门子 过载继电器5.5...8.0A规格S00,等级10,安装至接触器,主电路：螺丝端子,辅助电路：螺丝端子；3RU61161HB0 | Siemens overload relay 5.5...8.0A specification S00, class 10, mounted to contactor, main circuit: screw terminals, auxiliary circuit: screw terminals; 3RU61161HB0 | 3ru61161hb0 | 3RU61161HB0 | 当日发货 | 2b10562863e7714a.jpg.avif | ✅ 存在
西门子 电动机保护断路器1A,A脱扣器0.7-1A,N脱扣器13A,用于电机保护,等级10,螺纹连接,；3RV60110JA10 | Siemens motor protection circuit breaker 1A, A release 0.7-1A, N release 13A, used for motor protection, level 10, threaded connection,; 3RV60110JA10 | 3rv60110ja10 | 3RV60110JA10 | 当日发货 | 5915fddd779e472e.jpg.avif | ❌ 不存在
西门子 ET-5SY国产 模块化插座输出端口,2P,250V,10A,2.5MW,遵照英国标准,用于安装在配电板里；5TE68060CC | Siemens ET-5SY domestic modular socket output port, 2P, 250V, 10A, 2.5MW, complies with British standards, used for installation in distribution boards; 5TE68060CC | 5te68060cc | 5TE68060CC |  | ff67ac53f97ba6a7.jpg.avif | ✅ 存在
西门子 ET-5SY国产 微型断路器 3A 1P D 6kA；5SY6 1P D3 | Siemens ET-5SY domestic miniature circuit breaker 3A 1P D 6kA; 5SY6 1P D3 | 5sy61038cc | 5SY6 1P D3 | 次日发货 | 761cf46c6c77c280.jpg.avif | ❌ 不存在
西门子 ET-5SY国产 微型断路器 4A 1P C 10kA；5SY4 1P C4 | Siemens ET-5SY domestic miniature circuit breaker 4A 1P C 10kA; 5SY4 1P C4 | 5sy41047cc | 5SY4 1P C4 | 次日发货 | 0d1dcb415902b8c0.jpg.avif | ❌ 不存在
西门子 开关量输出；6ES71326BF010BA0 | Siemens switching output; 6ES71326BF010BA0 | 6es71326bf010ba0 | 6ES71326BF010BA0 | 次日发货 | d253de2c35b5acd5.jpg.avif | ✅ 存在
西门子 可编程控制器模块；6ES75152AN030AB0 | Siemens programmable controller module; 6ES75152AN030AB0 | 6es75152an030ab0 | 6ES75152AN030AB0 | 次日发货 | 008a01!450450.jpg | ❌ 不存在
西门子 中央处理单元（CPU）；6ES72151HG400XB0 | Siemens central processing unit (CPU); 6ES72151HG400XB0 | 6es72151hg400xb0 | 6ES72151HG400XB0 | 次日发货 | 4b1142e531e09c1d.jpg.avif | ✅ 存在
西门子 全套装置组合22mm金属光泽圆形选择开关2个开关位置,V位置封锁无照明带支架,螺丝端子,1个常开触点黑色；3SB66XZK10 | Siemens complete device combination 22mm metallic luster round selector switch 2 switch positions, V position blocked without lighting with bracket, screw terminals, 1 normally open contact black; 3SB66XZK10 | 3sb61602aa101ba0 | 3SB66XZK10 | 当日发货 | 5ca606c201f105c4.jpg.avif | ✅ 存在
西门子 全套装置组合22mm金属光泽圆形按钮瞬时带扁平按钮带支架螺丝端子,1个常闭触点红色；3SB66R01 | Siemens complete device combination 22mm metallic gloss round button momentary with flat button with bracket screw terminal, 1 normally closed contact red; 3SB66R01 | 3sb61600ab201ca0 | 3SB66R01 | 次日发货 | f79d5874d365f0ce.jpg.avif | ✅ 存在
西门子 接触器110VAC50/60HZ 5.5kW 400V辅助触点：1个常开触点,3极规格S00螺丝端子；3RT60171AF01 | Siemens contactor 110VAC50/60HZ 5.5kW 400V auxiliary contact: 1 normally open contact, 3-pole specification S00 screw terminal; 3RT60171AF01 | 3rt60171af01 | 3RT60171AF01 | 次日发货 | 575292528f33caee.jpg.avif | ❌ 不存在
西门子 接触器220...240VUC 200kW 操作辅助触点2个常开触点+2个常闭触点,3极规格S12母排连接传统操作机构螺丝端子；3RT50756AP36 | Siemens contactor 220...240VUC 200kW operating auxiliary contact 2 normally open contacts + 2 normally closed contacts, 3-pole specification S12 busbar connection traditional operating mechanism screw terminal; 3RT50756AP36 | 3rt50756ap36 | 3RT50756AP36 | 当日发货 | 7c2d418422ba0cd5.jpg.avif | ❌ 不存在
西门子 ET-5SY国产 微型断路器 63A 4P C 6kA；5SY6 4P C63 | Siemens ET-5SY domestic miniature circuit breaker 63A 4P C 6kA; 5SY6 4P C63 | 5sy64637cc | 5SY6 4P C63 | 次日发货 | 93c4bdcd083e16b9.jpg.avif | ❌ 不存在
西门子 发光按钮,22mm,圆形,塑料,红色,按钮,扁平键控式；3SU10010AB200AA0 | Siemens illuminated button, 22mm, round, plastic, red, button, flat keyed type; 3SU10010AB200AA0 | 3su10010ab200aa0 | 3SU10010AB200AA0 | 次日发货 | 952046c9408332d0.jpg.avif | ✅ 存在
西门子 ET-5SY国产 微型断路器 20A 1P+N C 6kA；5SY6 1P+N C20 | Siemens ET-5SY domestic miniature circuit breaker 20A 1P+N C 6kA; 5SY6 1P+N C20 | 5sy65207cc | 5SY6 1P+N C20 | 次日发货 | 174ac19b64725ffe.jpg.avif | ❌ 不存在
西门子 接触器110VAC50/60HZ 7.5kW 400V辅助触点1个常开触点,3极规格S00螺丝端子；3RT60181AF01 | Siemens contactor 110VAC50/60HZ 7.5kW 400V auxiliary contact 1 normally open contact, 3-pole specification S00 screw terminal; 3RT60181AF01 | 3rt60181af01 | 3RT60181AF01 | 次日发货 | 575292528f33caee.jpg.avif | ❌ 不存在
西门子 接触器AC50HZ,220V 45A 22kW 辅助触点：无,规格2；3TS36000XM0 | Siemens contactor AC50HZ, 220V 45A 22kW auxiliary contact: none, specification 2; 3TS36000XM0 | 3ts36000xm0 | 3TS36000XM0 | 次日发货 | 633c2f8640ec6ed2.jpg.avif | ✅ 存在
西门子 ET-5SY国产 微型断路器 2A 1P C 10kA；5SY4 1P C2 | Siemens ET-5SY domestic miniature circuit breaker 2A 1P C 10kA; 5SY4 1P C2 | 5sy41027cc | 5SY4 1P C2 | 次日发货 | 0d1dcb415902b8c0.jpg.avif | ❌ 不存在
西门子 全套装置组合22mm塑料金属圆形照明按钮瞬时带扁平按钮带支架带集成LED,24VAC/DC螺丝端子,1个常开触点绿色；3SB63D3G10 | Siemens complete device combination 22mm plastic metal round illuminated push button momentary with flat push button with bracket with integrated LED, 24VAC/DC screw terminals, 1 normally open contact green; 3SB63D3G10 | 3sb61330db401ba0 | 3SB63D3G10 | 次日发货 | 62ef708606ce6001.jpg.avif | ❌ 不存在
西门子 过载继电器1.1...1.6A规格S00,等级10,安装至接触器,主电路：螺丝端子,辅助电路：螺丝端子；3RU61161AB0 | Siemens overload relay 1.1...1.6A size S00, class 10, mounted to contactor, main circuit: screw terminals, auxiliary circuit: screw terminals; 3RU61161AB0 | 3ru61161ab0 | 3RU61161AB0 | 次日发货 | 9314c31d2a8ff54e.jpg.avif | ❌ 不存在
西门子 过载继电器11...16A规格S0,等级10,安装至接触器,主电路：螺丝端子,辅助电路：螺丝端子；3RU61264AB0 | Siemens overload relay 11...16A size S0, class 10, mounted to contactor, main circuit: screw terminals, auxiliary circuit: screw terminals; 3RU61264AB0 | 3ru61264ab0 | 3RU61264AB0 | 当日发货 | efa7783479d5c684.jpg.avif | ❌ 不存在
西门子 护圈,用于急停蘑菇形按钮,无或带RONIS锁,22mm-设计,黄色,塑料；3SU19000DY300AA0 | Siemens retainer, for emergency stop mushroom button, without or with RONIS lock, 22mm-design, yellow, plastic; 3SU19000DY300AA0 | 3su19000dy300aa0 | 3SU19000DY300AA0 | 次日发货 | 6dbae425bb3dd21a.jpg.avif | ❌ 不存在
西门子 转换开关22mm,塑料,黑色,旋钮开关,短柄,3个开关位置,锁定,；3SU10022BL100AA0 | Siemens transfer switch 22mm, plastic, black, rotary switch, short handle, 3 switch positions, locking,; 3SU10022BL100AA0 | 3su10022bl100aa0 | 3SU10022BL100AA0 | 次日发货 | 7b166fc3605712c4.jpg.avif | ✅ 存在
西门子 微型断路器；5SL6 1P C16 | Siemens miniature circuit breaker; 5SL6 1P C16 | 5sl61167cc | 5SL6 1P C16 | 次日发货 | 88569b8c8603a4bc.jpg.avif | ✅ 存在
西门子 电动机保护断路器12.5A,A脱扣器9-12.5A,N脱扣器156A,用于电机保护,等级10,螺纹连接,；3RV60111KA10 | Siemens motor protection circuit breaker 12.5A, A release 9-12.5A, N release 156A, used for motor protection, level 10, threaded connection,; 3RV60111KA10 | 3rv60111ka10 | 3RV60111KA10 | 当日发货 | 5915fddd779e472e.jpg.avif | ❌ 不存在
西门子 隔离开关3LD,紧急关闭开关,3针,Iu：63A,额定功率/AC23A时400V时：22kW,红色/黄色,4孔固定手柄；3LD25040TK53 | Siemens isolation switch 3LD, emergency shutdown switch, 3-pin, Iu: 63A, rated power/AC23A at 400V: 22kW, red/yellow, 4-hole fixed handle; 3LD25040TK53 | 3ld25040tk53 | 3LD25040TK53 | 当日发货 | 7b20fdb0b000f726.jpg.avif | ✅ 存在
西门子 S7-1200,数字输出SM1222,8DO,继电器2A；6ES72221HF320XB0 | Siemens S7-1200, digital output SM1222, 8DO, relay 2A; 6ES72221HF320XB0 | 6es72221hf320xb0 | 6ES72221HF320XB0 | 次日发货 | 29f943ecb2dea9ee.jpg.avif | ✅ 存在
西门子 电动机保护断路器16A,A脱扣器11-16A,N脱扣器208A,用于电机保护,等级10,螺纹连接,；3RV60214AA10 | Siemens motor protection circuit breaker 16A, A release 11-16A, N release 208A, used for motor protection, level 10, threaded connection,; 3RV60214AA10 | 3rv60214aa10 | 3RV60214AA10 | 当日发货 | 56b988b6203e9da2.jpg.avif | ✅ 存在
西门子 SD存储卡2GBSD卡,用于带有相应插槽（的设备）插槽；6AV21818XP000AX0 | Siemens SD memory card 2GBSD card for use with corresponding slot (device) slot; 6AV21818XP000AX0 | 6av21818xp000ax0 | 6AV21818XP000AX0 |  | b368e72b7e84e37f.jpg.avif | ✅ 存在
西门子 信号板模拟量；6ES72324HA300XB0 | Siemens signal board analog; 6ES72324HA300XB0 | 6es72324ha300xb0 | 6ES72324HA300XB0 | 次日发货 | f494232054b10328.jpg.avif | ✅ 存在
西门子 一体型信号灯,22mm,塑料,圆形,集成LED,220VAC红色；3SB62D6R | Siemens integrated signal light, 22mm, plastic, round, integrated LED, 220VAC red; 3SB62D6R | 3sb62166aa201aa0 | 3SB62D6R | 当日发货 | f75b4532085ac0e0.jpg.avif | ❌ 不存在
西门子 ET-5SN国产 微型断路器 20A 2P C 6kA；5SN6 2P C20 | Siemens ET-5SN domestic miniature circuit breaker 20A 2P C 6kA; 5SN6 2P C20 | 5sn62207cn | 5SN6 2P C20 | 当日发货 | df3d6427ca51985c.jpg.avif | ❌ 不存在
西门子 电动机保护断路器22A,A脱扣器17-22A,N脱扣器286A,用于电机保护,等级10,螺纹连接,横向辅助开关1NO+1NC；3RV60214CA15 | Siemens motor protection circuit breaker 22A, A release 17-22A, N release 286A, used for motor protection, level 10, threaded connection, horizontal auxiliary switch 1NO+1NC; 3RV60214CA15 | 3rv60214ca15 | 3RV60214CA15 | 次日发货 | 7e2b28c8225477da.jpg.avif | ❌ 不存在
西门子 过载继电器2.2...3.2A规格S00,等级10,独立安装,主电路：螺丝端子,辅助电路：螺丝端子；3RU61161DB1 | Siemens overload relay 2.2...3.2A specification S00, level 10, independent installation, main circuit: screw terminal, auxiliary circuit: screw terminal; 3RU61161DB1 | 3ru61161db1 | 3RU61161DB1 | 当日发货 | 35cfeb4f7987859a.jpg.avif | ❌ 不存在
西门子 ET-5SY国产 直流型 微型断路器 1A 1P C 10kA；5SY5 DC 1P C1 | Siemens ET-5SY domestic DC type miniature circuit breaker 1A 1P C 10kA; 5SY5 DC 1P C1 | 5sy51017cc | 5SY5 DC 1P C1 | 次日发货 | 3b187c765931e216.jpg.avif | ❌ 不存在
西门子 接触器36VAC50HZ 18.5kW 400V辅助触点1个常开触点+1个常闭触点,3极规格S0螺丝端子；3RT60281AG00 | Siemens contactor 36VAC50HZ 18.5kW 400V auxiliary contact 1 normally open contact + 1 normally closed contact, 3-pole specification S0 screw terminal; 3RT60281AG00 | 3rt60281ag00 | 3RT60281AG00 | 次日发货 | be05db85a33d87f6.jpg.avif | ❌ 不存在
西门子 ET-5SY国产 微型断路器 25A 1P D 6kA；5SY6 1P D25 | Siemens ET-5SY domestic miniature circuit breaker 25A 1P D 6kA; 5SY6 1P D25 | 5sy61258cc | 5SY6 1P D25 | 次日发货 | eb9eb047b40f93c4.jpg.avif | ❌ 不存在
西门子 3RQ0系列 插拔针式继电器 纤薄款 DC24V 2CO 8A 带LED 内置防浪涌二极管；3RQ00620BB41 | Siemens 3RQ0 series plug-in pin type relay slim model DC24V 2CO 8A with LED built-in anti-surge diode; 3RQ00620BB41 | 3rq00620bb41 | 3RQ00620BB41 | 次日发货 | 8f463028631cb806.jpg.avif | ✅ 存在
西门子 电动机保护断路器16A,A脱扣器10-16A（旧11-16A）,N脱扣器208A,用于电机保护,等级10,螺纹连接,；3RV60114AA10 | Siemens motor protection circuit breaker 16A, A release 10-16A (old 11-16A), N release 208A, used for motor protection, level 10, threaded connection,; 3RV60114AA10 | 3rv60114aa10 | 3RV60114AA10 | 次日发货 | dd494aad677216ee.jpg.avif | ✅ 存在
西门子 中央处理单元（CPU）；6ES72111AE400XB0 | Siemens central processing unit (CPU); 6ES72111AE400XB0 | 6es72111ae400xb0 | 6ES72111AE400XB0 | 次日发货 | a3f956d05637ebbf.jpg.avif | ✅ 存在
西门子 3RQ0系列 插拔针式继电器 功率款 AC230V 2CO 10A 带机械指示、LED和测试拨杆；3RQ00320DL22 | Siemens 3RQ0 series plug-in pin relay power version AC230V 2CO 10A with mechanical indication, LED and test lever; 3RQ00320DL22 | 3rq00320dl22 | 3RQ00320DL22 | 3日发货 | 63a56299ff77a38b.jpg.avif | ❌ 不存在
西门子 NH熔断片,NH2,输入：315A,gG,UnAC：500V,UnDC：440V,前端标示警报器,导电握耳；3NA3 2 315A 500V AC/440V DC gL/gG | Siemens NH fuse, NH2, input: 315A, gG, UnAC: 500V, UnDC: 440V, front-end marked alarm, conductive grip; 3NA3 2 315A 500V AC/440V DC gL/gG | 3na3252 | 3NA3 2 315A 500V AC/440V DC gL/gG | 次日发货 | bed425a90c943248.jpg.avif | ✅ 存在
西门子 Profibus-DP从站扩展模块；S7-200 SMART EM DP01 | Siemens Profibus-DP slave expansion module; S7-200 SMART EM DP01 | 6es72887dp010aa0 | S7-200 SMART EM DP01 | 次日发货 | 80f7d4954fbb7105.jpg.avif | ✅ 存在
西门子 ET-5SY国产 微型断路器 13A 3P C 6kA；5SY6 3P C13 | Siemens ET-5SY domestic miniature circuit breaker 13A 3P C 6kA; 5SY6 3P C13 | 5sy63137cc | 5SY6 3P C13 | 次日发货 | 5b6574c2230db41d.jpg.avif | ✅ 存在
西门子 ET200SP,8DI,24VDC,源型输入,基本型,适用A0型基座单元（6ES71316BF600AA0升级型号）；6ES71316BF610AA0 | Siemens ET200SP, 8DI, 24VDC, source input, basic type, suitable for A0 type base unit (6ES71316BF600AA0 upgraded model); 6ES71316BF610AA0 | 6es71316bf610aa0 | 6ES71316BF610AA0 | 次日发货 | 63d712b0c34bf3fb.jpg.avif | ✅ 存在
西门子 模拟量输入模块；6ES73311KF020AB0 | Siemens analog input module; 6ES73311KF020AB0 | 6es73311kf020ab0 | 6ES73311KF020AB0 | 次日发货 | cf75820bf261e8f9.jpg.avif | ✅ 存在
西门子 辅助接触器,3NO+1NC,24VDC尺寸S00,螺栓型端子连接；3RH21311BB40 | Siemens auxiliary contactor, 3NO+1NC, 24VDC size S00, screw terminal connection; 3RH21311BB40 | 3rh21311bb40 | 3RH21311BB40 | 次日发货 | 6becd5f7f07a8c73.jpg.avif | ✅ 存在
西门子 ET-5SY国产 微型断路器 10A 1P D 6kA；5SY6 1P D10 | Siemens ET-5SY domestic miniature circuit breaker 10A 1P D 6kA; 5SY6 1P D10 | 5sy61108cc | 5SY6 1P D10 | 当日发货 | 761cf46c6c77c280.jpg.avif | ❌ 不存在
西门子 微型断路器；5SL6 3P C16 | Siemens miniature circuit breaker; 5SL6 3P C16 | 5sl63167cc | 5SL6 3P C16 | 次日发货 | 98c92d7da7d3ace1.jpg.avif | ✅ 存在
西门子 LVHRC熔丝LINKGG/gL尺寸000,35A,500V；3NA38142C | Siemens LVHRC fuse LINKGG/gL size 000, 35A, 500V; 3NA38142C | 3na38142c | 3NA38142C | 次日发货 | 0bbe43a0cf853270.jpg.avif | ✅ 存在
西门子 ET-5SY国产 微型断路器 32A 4P C 6kA；5SY6 4P C32 | Siemens ET-5SY domestic miniature circuit breaker 32A 4P C 6kA; 5SY6 4P C32 | 5sy64327cc | 5SY6 4P C32 | 当日发货 | 0d91fe38bd0b75ae.jpg.avif | ❌ 不存在
西门子 ET-5SY国产 直流型 微型断路器 32A 2P C 10kA；5SY5 DC 2P C32 | Siemens ET-5SY domestic DC type miniature circuit breaker 32A 2P C 10kA; 5SY5 DC 2P C32 | 5sy52327cc | 5SY5 DC 2P C32 | 当日发货 | 528e2f54f9ea2f98.jpg.avif | ❌ 不存在
西门子 过载继电器4.5...6.3A规格S0,等级10,安装至接触器,主电路：螺丝端子,辅助电路：螺丝端子；3RU61261GB0 | Siemens overload relay 4.5...6.3A specification S0, class 10, mounted to contactor, main circuit: screw terminals, auxiliary circuit: screw terminals; 3RU61261GB0 | 3ru61261gb0 | 3RU61261GB0 | 次日发货 | f50b3d5871757dc6.jpg.avif | ✅ 存在
西门子 发光按钮,22mm,圆形,金属,高光,白色,按钮,平,键控式；3SU10510AB600AA0 | Siemens illuminated button, 22mm, round, metal, high-gloss, white, button, flat, keyed; 3SU10510AB600AA0 | 3su10510ab600aa0 | 3SU10510AB600AA0 | 次日发货 | 98b614e2415ff2dd.jpg.avif | ✅ 存在
西门子 ET-5SY国产 直流型 微型断路器 2A 2P C 10kA；5SY5 DC 2P C2 | Siemens ET-5SY domestic DC type miniature circuit breaker 2A 2P C 10kA; 5SY5 DC 2P C2 | 5sy52027cc | 5SY5 DC 2P C2 | 次日发货 | 528e2f54f9ea2f98.jpg.avif | ❌ 不存在
西门子 ET-5SY国产 微型断路器 16A 1P D 6kA；5SY6 1P D16 | Siemens ET-5SY domestic miniature circuit breaker 16A 1P D 6kA; 5SY6 1P D16 | 5sy61168cc | 5SY6 1P D16 | 次日发货 | 3b187c765931e216.jpg.avif | ❌ 不存在
西门子 ET-5SY国产 微型断路器 63A 2P C 6kA；5SY6 2P C63 | Siemens ET-5SY domestic miniature circuit breaker 63A 2P C 6kA; 5SY6 2P C63 | 5sy62637cc | 5SY6 2P C63 | 次日发货 | 368e31769b449f17.jpg.avif | ✅ 存在
西门子 接触器110...127VUC 75kW 操作辅助触点2个常开触点+2个常闭触点,3极规格S6母排连接传统操作机构螺丝端子；3RT50556AF36 | Siemens contactor 110...127VUC 75kW operating auxiliary contact 2 normally open contacts + 2 normally closed contacts, 3-pole specification S6 busbar connection traditional operating mechanism screw terminal; 3RT50556AF36 | 3rt50556af36 | 3RT50556AF36 | 次日发货 | d0bc5ba47bbeb854.jpg.avif | ✅ 存在
西门子 电动机保护断路器10-16A用于电机保护带螺丝端子Icu：6kA,辅助触点：1个常开触点+1个常闭触点；3VS13401MM00 | Siemens motor protection circuit breaker 10-16A for motor protection with screw terminal Icu: 6kA, auxiliary contacts: 1 normally open contact + 1 normally closed contact; 3VS13401MM00 | 3vs13401mm00 | 3VS13401MM00 | 次日发货 | ca06dfce29e570b1.jpg.avif | ❌ 不存在