## Sheet1
标题 | 描述 | 订货号 | 型号 | 系列 | 图片文件名
施耐德电气 小型断路器,EA9AN 1P D20A；EA9AN1D20 | Schneider Electric miniature circuit breaker, EA9AN 1P D20A; EA9AN1D20 | EA9AN1D20 | EA9AN1D20 | 当日发货 | 626f09ebcc04d20d.png.avif
施耐德电气 小型断路器；Osmart K MCB 6kA 230V 2P C 20A | Schneider Electric Mini Circuit Breaker; Osmart K MCB 6kA 230V 2P C 20A | OSMC32N2C20KG | Osmart K MCB 6kA 230V 2P C 20A | 当日发货 | 75a8c6bc362e8de3.jpg.avif
施耐德电气 3极接触器；LC1N1201CC5N | Schneider Electric 3-pole contactor; LC1N1201CC5N | LC1N1201CC5N | LC1N1201CC5N | 当日发货 | b7d32e16ee31df73.jpg.avif
施耐德电气 带灯按钮,红色,组合型号包含(带灯带触点基座:ZB2BWM41C+带灯按钮头:ZB2BW34C) | Schneider Electric illuminated button, red, combination model includes (illuminated contact base: ZB2BWM41C + illuminated button head: ZB2BW34C) | XB2BW34M1C | XB2BW34M1C | 当日发货 | 94e83cb515c0ec03.jpg.avif
施耐德电气 国产TeSys D系列三极交流接触器,95A,380V,50/60Hz；LC1D95Q7C | Schneider Electric domestic TeSys D series three-pole AC contactor, 95A, 380V, 50/60Hz; LC1D95Q7C | LC1D95Q7C | LC1D95Q7C | 当日发货 | 4641d709fb610bbf.jpg.avif
施耐德电气 小型断路器，Acti9 iC65L MA 2P 25A MCB | Schneider Electric Mini Circuit Breaker, Acti9 iC65L MA 2P 25A MCB | A9F81225 | iC65L MA 2P 25A | 当日发货 | 65768021e40be311.jpg.avif
施耐德电气 国产TeSys D系列三极交流接触器,38A,48V,50/60Hz；LC1D38E7C | Schneider Electric domestic TeSys D series three-pole AC contactor, 38A, 48V, 50/60Hz; LC1D38E7C | LC1D38E7C | LC1D38E7C | 当日发货 | 302cced76b69e443.jpg.avif
施耐德电气 国产TeSys D系列三极交流接触器,170A,380V,50/60Hz；LC1D17000Q7C | Schneider Electric domestic TeSys D series three-pole AC contactor, 170A, 380V, 50/60Hz; LC1D17000Q7C | LC1D17000Q7C | LC1D17000Q7C | 当日发货 | f097c545f02e42d5.jpg.avif
施耐德电气 3极接触器；LC1N95M5N | Schneider Electric 3-pole contactor; LC1N95M5N | LC1N95M5N | LC1N95M5N | 当日发货 | 1d3fafd5eb4ff266.jpg.avif
施耐德电气 小型断路器,EA9AN 2P D20A；EA9AN2D20 | Schneider Electric miniature circuit breaker, EA9AN 2P D20A; EA9AN2D20 | EA9AN2D20 | EA9AN2D20 | 当日发货 | 9ed3cb50f7c81c27.png.avif
施耐德电气 插拔式中间继电器,2CO 带LED 48V AC；RXM2AB2E7 | Schneider Electric plug-in intermediate relay, 2CO with LED 48V AC; RXM2AB2E7 | RXM2AB2E7 | RXM2AB2E7 | 当日发货 | 4031451506f31dfa.png.avif
施耐德电气 插拔式中间继电器 4CO 220V DC；RXM4AB1MD | Schneider Electric plug-in intermediate relay 4CO 220V DC; RXM4AB1MD | RXM4AB1MD | RXM4AB1MD | 当日发货 | 661b5327a3f4b9a0.png.avif
施耐德电气 国产 XB2B系列选择开关头(长柄-2位)；ZB2BJ2C | Schneider Electric domestic XB2B series selector switch head (long handle-2 positions); ZB2BJ2C | ZB2BJ2C | ZB2BJ2C | 当日发货 | 62522bc1acee2f07.png.avif
施耐德电气 国产TeSys D系列三极交流接触器,150A,380V,50/60Hz；LC1D15000Q7C | Schneider Electric domestic TeSys D series three-pole AC contactor, 150A, 380V, 50/60Hz; LC1D15000Q7C | LC1D15000Q7C | LC1D15000Q7C | 当日发货 | abe23ced88f6ca47.jpg.avif
施耐德电气 接口型继电器,1CO, 24VDC,无测试按钮,有LED；RXG13BD | Schneider Electric interface relay, 1CO, 24VDC, no test button, with LED; RXG13BD | RXG13BD | RXG13BD | 当日发货 | 2635b194f11b8f19.png.avif
施耐德电气 平板式开关电源；ABL2REM24150K | Schneider Electric flat-panel switching power supply; ABL2REM24150K | ABL2REM24150K | ABL2REM24150K | 当日发货 | 289c9db664c1843c.jpg.avif
施耐德电气 国产TeSys D系列三极交流接触器,38A,36V,50/60Hz；LC1D38CC7C | Schneider Electric domestic TeSys D series three-pole AC contactor, 38A, 36V, 50/60Hz; LC1D38CC7C | LC1D38CC7C | LC1D38CC7C | 当日发货 | 062088ab8cbd59f2.jpg.avif
施耐德电气 带灯按钮,蓝色,组合型号包含(带灯带触点基座:ZB2BWB61C+带灯按钮头:ZB2BW36C) | Schneider Electric illuminated button, blue, combination model includes (illuminated contact base: ZB2BWB61C + illuminated button head: ZB2BW36C) | XB2BW36B1C | XB2BW36B1C | 当日发货 | 6401b236fe7ed4ac.jpg.avif
施耐德电气 EA9R,漏电保护断路器,4P,C16A/30mA/A类；EA9RN4C1630CA | Schneider Electric EA9R, leakage protection circuit breaker, 4P, C16A/30mA/A category; EA9RN4C1630CA | EA9RN4C1630CA | EA9RN4C1630CA | 当日发货 | 910f8fa29e569970.jpg.avif
施耐德电气 塑壳断路器 固定式；EZD100M 60A 3P3T新 | Schneider Electric plastic case circuit breaker fixed; EZD100M 60A 3P3T new | EZD100M3060N | EZD100M 60A 3P3T新 | 当日发货 | e6acb05bdff94959.png.avif
施耐德电气 小型断路器,EA9AN 1P D20A；EA9AN1D20 | Schneider Electric miniature circuit breaker, EA9AN 1P D20A; EA9AN1D20 | EA9AN1D20 | EA9AN1D20 | 当日发货 | 626f09ebcc04d20d.png.avif
施耐德电气 小型断路器；Osmart K MCB 6kA 230V 2P C 20A | Schneider Electric Mini Circuit Breaker; Osmart K MCB 6kA 230V 2P C 20A | OSMC32N2C20KG | Osmart K MCB 6kA 230V 2P C 20A | 当日发货 | 75a8c6bc362e8de3.jpg.avif
施耐德电气 3极接触器；LC1N1201CC5N | Schneider Electric 3-pole contactor; LC1N1201CC5N | LC1N1201CC5N | LC1N1201CC5N | 当日发货 | b7d32e16ee31df73.jpg.avif
施耐德电气 带灯按钮,红色,组合型号包含(带灯带触点基座:ZB2BWM41C+带灯按钮头:ZB2BW34C) | Schneider Electric illuminated button, red, combination model includes (illuminated contact base: ZB2BWM41C + illuminated button head: ZB2BW34C) | XB2BW34M1C | XB2BW34M1C | 当日发货 | 94e83cb515c0ec03.jpg.avif
施耐德电气 国产TeSys D系列三极交流接触器,95A,380V,50/60Hz；LC1D95Q7C | Schneider Electric domestic TeSys D series three-pole AC contactor, 95A, 380V, 50/60Hz; LC1D95Q7C | LC1D95Q7C | LC1D95Q7C | 当日发货 | 4641d709fb610bbf.jpg.avif
施耐德电气 小型断路器，Acti9 iC65L MA 2P 25A MCB | Schneider Electric Mini Circuit Breaker, Acti9 iC65L MA 2P 25A MCB | A9F81225 | iC65L MA 2P 25A | 当日发货 | 65768021e40be311.jpg.avif
施耐德电气 国产TeSys D系列三极交流接触器,38A,48V,50/60Hz；LC1D38E7C | Schneider Electric domestic TeSys D series three-pole AC contactor, 38A, 48V, 50/60Hz; LC1D38E7C | LC1D38E7C | LC1D38E7C | 当日发货 | 302cced76b69e443.jpg.avif
施耐德电气 国产TeSys D系列三极交流接触器,170A,380V,50/60Hz；LC1D17000Q7C | Schneider Electric domestic TeSys D series three-pole AC contactor, 170A, 380V, 50/60Hz; LC1D17000Q7C | LC1D17000Q7C | LC1D17000Q7C | 当日发货 | f097c545f02e42d5.jpg.avif
施耐德电气 3极接触器；LC1N95M5N | Schneider Electric 3-pole contactor; LC1N95M5N | LC1N95M5N | LC1N95M5N | 当日发货 | 1d3fafd5eb4ff266.jpg.avif
施耐德电气 小型断路器,EA9AN 2P D20A；EA9AN2D20 | Schneider Electric miniature circuit breaker, EA9AN 2P D20A; EA9AN2D20 | EA9AN2D20 | EA9AN2D20 | 当日发货 | 9ed3cb50f7c81c27.png.avif
施耐德电气 插拔式中间继电器,2CO 带LED 48V AC；RXM2AB2E7 | Schneider Electric plug-in intermediate relay, 2CO with LED 48V AC; RXM2AB2E7 | RXM2AB2E7 | RXM2AB2E7 | 当日发货 | 4031451506f31dfa.png.avif
施耐德电气 插拔式中间继电器 4CO 220V DC；RXM4AB1MD | Schneider Electric plug-in intermediate relay 4CO 220V DC; RXM4AB1MD | RXM4AB1MD | RXM4AB1MD | 当日发货 | 661b5327a3f4b9a0.png.avif
施耐德电气 国产 XB2B系列选择开关头(长柄-2位)；ZB2BJ2C | Schneider Electric domestic XB2B series selector switch head (long handle-2 positions); ZB2BJ2C | ZB2BJ2C | ZB2BJ2C | 当日发货 | 62522bc1acee2f07.png.avif
施耐德电气 国产TeSys D系列三极交流接触器,150A,380V,50/60Hz；LC1D15000Q7C | Schneider Electric domestic TeSys D series three-pole AC contactor, 150A, 380V, 50/60Hz; LC1D15000Q7C | LC1D15000Q7C | LC1D15000Q7C | 当日发货 | abe23ced88f6ca47.jpg.avif
施耐德电气 接口型继电器,1CO, 24VDC,无测试按钮,有LED；RXG13BD | Schneider Electric interface relay, 1CO, 24VDC, no test button, with LED; RXG13BD | RXG13BD | RXG13BD | 当日发货 | 2635b194f11b8f19.png.avif
施耐德电气 平板式开关电源；ABL2REM24150K | Schneider Electric flat-panel switching power supply; ABL2REM24150K | ABL2REM24150K | ABL2REM24150K | 当日发货 | 289c9db664c1843c.jpg.avif
施耐德电气 国产TeSys D系列三极交流接触器,38A,36V,50/60Hz；LC1D38CC7C | Schneider Electric domestic TeSys D series three-pole AC contactor, 38A, 36V, 50/60Hz; LC1D38CC7C | LC1D38CC7C | LC1D38CC7C | 当日发货 | 062088ab8cbd59f2.jpg.avif
施耐德电气 带灯按钮,蓝色,组合型号包含(带灯带触点基座:ZB2BWB61C+带灯按钮头:ZB2BW36C) | Schneider Electric illuminated button, blue, combination model includes (illuminated contact base: ZB2BWB61C + illuminated button head: ZB2BW36C) | XB2BW36B1C | XB2BW36B1C | 当日发货 | 6401b236fe7ed4ac.jpg.avif
施耐德电气 EA9R,漏电保护断路器,4P,C16A/30mA/A类；EA9RN4C1630CA | Schneider Electric EA9R, leakage protection circuit breaker, 4P, C16A/30mA/A category; EA9RN4C1630CA | EA9RN4C1630CA | EA9RN4C1630CA | 当日发货 | 910f8fa29e569970.jpg.avif
施耐德电气 塑壳断路器 固定式；EZD100M 60A 3P3T新 | Schneider Electric plastic case circuit breaker fixed; EZD100M 60A 3P3T new | EZD100M3060N | EZD100M 60A 3P3T新 | 当日发货 | e6acb05bdff94959.png.avif
施耐德电气 剩余电流动作保护附件；Vigi DPN Class A ELM 25A 30mA | Schneider Electric residual current action protection accessories; Vigi DPN Class A ELM 25A 30mA | A9Y56625 | Vigi DPN Class A ELM 25A 30mA | 当日发货 | af2cc9d54c1bdd85.jpg.avif
施耐德电气 塑壳断路器 固定式；EZD100M 40A 3P3T新 | Schneider Electric plastic case circuit breaker fixed; EZD100M 40A 3P3T new | EZD100M3040N | EZD100M 40A 3P3T新 | 当日发货 | 5364e2d3633da3d1.png.avif
施耐德电气 塑壳断路器常用附件 辅助触点(AX)；EZDAX | Schneider Electric Common Accessories for Molded Case Circuit Breakers Auxiliary Contacts (AX); EZDAX | EZDAX | EZDAX | 当日发货 | 13974ecfc4b99083.png.avif
施耐德电气 小型断路器；iC65N 4P D50A | Schneider Electric Mini Circuit Breaker; iC65N 4P D50A | A9F19450 | iC65N 4P D50A | 当日发货 | 70fb02d453eaf85c.jpg.avif
施耐德电气 插拔式中间继电器,2CO 24V DC；RXM2AB1BD | Schneider Electric plug-in intermediate relay, 2CO 24V DC; RXM2AB1BD | RXM2AB1BD | RXM2AB1BD | 当日发货 | fd0e124f9ae67aaf.png.avif
施耐德电气 隔离开关 EA9D 3P 63A；MGNEA9D363 | Schneider Electric isolation switch EA9D 3P 63A; MGNEA9D363 | MGNEA9D363 | MGNEA9D363 | 当日发货 | 37a822427e2a4532.png.avif
施耐德电气 TeSys D系列热过载继电器,整定电流48-65A 690V AC,class 10A；LRD365C | Schneider Electric TeSys D series thermal overload relay, set current 48-65A 690V AC, class 10A; LRD365C | LRD365C | LRD365C | 当日发货 | a74a8f9f753a16d1.jpg.avif
施耐德电气 断路器A9F18303；iC65N 3P C3A | Schneider Electric circuit breaker A9F18303; iC65N 3P C3A | A9F18303 | iC65N 3P C3A | 当日发货 | 2d950fc92e5758a3.jpg.avif
施耐德电气 安装基座+触点模块 2NC；ZB4BZ104 | Schneider Electric mounting base + contact module 2NC; ZB4BZ104 | ZB4BZ104 | ZB4BZ104 | 当日发货 | 028c0828516b72df.png.avif
施耐德电气 小型断路器,EA9AN 1P C50A；EA9AN1C50 | Schneider Electric miniature circuit breaker, EA9AN 1P C50A; EA9AN1C50 | EA9AN1C50 | EA9AN1C50 | 当日发货 | 1d3d0cf89f0e7a86.png.avif
施耐德电气 国产 XB2B系列复位按钮头(带罩),红色；ZB2BP4C | Schneider Electric domestic XB2B series reset button head (with cover), red; ZB2BP4C | ZB2BP4C | ZB2BP4C | 当日发货 | af660f8119e8e34f.png.avif
施耐德电气 小型直流断路器；Acti9 iC65N DC 2P C 63A MCB | Schneider Electric Mini DC Circuit Breaker; Acti9 iC65N DC 2P C 63A MCB | A9N18263 | Acti9 iC65N DC 2P C 63A MCB | 当日发货 | a111c1e0b7f6fc10.jpg.avif
施耐德电气 塑壳断路器 固定式；EZD100E25A 3P3T新 | Schneider Electric plastic case circuit breaker fixed; EZD100E25A 3P3T new | EZD100E3025N | EZD100E25A 3P3T新 | 当日发货 | d7b53dc1de9a4cbd.png.avif
施耐德电气 EA9C45,漏电保护断路器,1P+N,C6A/30mA/A类；MGNEA9C45C630CA | Schneider Electric EA9C45, leakage protection circuit breaker, 1P+N, C6A/30mA/A class; MGNEA9C45C630CA | MGNEA9C45C630CA | MGNEA9C45C630CA | 当日发货 | 0a8fcc8ea145590a.jpg.avif
施耐德电气 TeSys D系列热过载继电器 LRD04C,0.40-0.63A 690V AC,class 10A；LRD04C | Schneider Electric TeSys D series thermal overload relay LRD04C, 0.40-0.63A 690V AC, class 10A; LRD04C | LRD04C | LRD04C | 当日发货 | 26ab91ad754b5fce.jpg.avif
施耐德电气 带灯按钮基座；ZB4BW0B11 | Schneider Electric illuminated button base; ZB4BW0B11 | ZB4BW0B11 | ZB4BW0B11 | 当日发货 | 25eed44f3cfb77c3.png.avif
施耐德电气 3极接触器；LC1N2501CC5N | Schneider Electric 3-pole contactor; LC1N2501CC5N | LC1N2501CC5N | LC1N2501CC5N | 当日发货 | 57162984c3d3623a.jpg.avif
施耐德电气 小型断路器,EA9A65 相线+中性线 C16A；EA9A65C16 | Schneider Electric small circuit breaker, EA9A65 phase + neutral C16A; EA9A65C16 | EA9A65C16 | EA9A65C16 | 当日发货 | 7e2ea89a455857b4.png.avif
施耐德电气 电动机辅助触点；GVAD1010 | Schneider Electric motor auxiliary contacts; GVAD1010 | GVAD1010 | GVAD1010 | 当日发货 | 5b33aa5351d0ceb4.jpg.avif
施耐德电气 AC 380V 白色LED指示灯；XB2BVQ1LC | Schneider Electric AC 380V white LED indicator light; XB2BVQ1LC | XB2BVQ1LC | XB2BVQ1LC | 当日发货 | b7a031255c7ad3cc.png.avif
施耐德电气 红色蘑菇头急停按钮,组合型号包含(急停按钮头:ZB5AS54C+触点基座:ZB5AZ102C) | Schneider Electric red mushroom head emergency stop button, the combination model includes (emergency stop button head: ZB5AS54C + contact base: ZB5AZ102C) | XB5AS542C | XB5AS542C | 当日发货 | e3a3e940a1a3f3e5.jpg.avif
施耐德电气 小型断路器；Osmart K MCB 6kA 230V 1P C 6A | Schneider Electric Mini Circuit Breaker; Osmart K MCB 6kA 230V 1P C 6A | OSMC32N1C6KG | Osmart K MCB 6kA 230V 1P C 6A | 当日发货 | 5b5a16c9ea1bb06a.jpg.avif
施耐德电气 国产TeSys D Everlink系列三极接触器,65A,110V,50/60Hz；LC1D65AF7C | Schneider Electric domestic TeSys D Everlink series three-pole contactor, 65A, 110V, 50/60Hz; LC1D65AF7C | LC1D65AF7C | LC1D65AF7C | 当日发货 | ea63df494aec0bc0.jpg.avif
施耐德电气 功率型中间继电器附件,继电器底座 4CO；RPZF4 | Schneider Electric power intermediate relay accessories, relay base 4CO; RPZF4 | RPZF4 | RPZF4 | 当日发货 | b6add4e8b2419154.png.avif
施耐德电气 3极接触器；LC1N2510B5N | Schneider Electric 3-pole contactor; LC1N2510B5N | LC1N2510B5N | LC1N2510B5N | 当日发货 | 6c920603aca7942b.jpg.avif
施耐德电气 Acti9系列断路器 剩余电流动作保护附件 Vigi iC65 4P 40A 100mA A VIGI ELE；A9V18440 | Schneider Electric Acti9 Series Circuit Breaker Residual Current Action Protection Accessory Vigi iC65 4P 40A 100mA A VIGI ELE; A9V18440 | A9V18440 | A9V18440 | 当日发货 | ece0c4eee4792156.jpg.avif
施耐德电气 小型断路器Acti9 iC65N 3P C 80A MCB；A9F18380 | Schneider Electric Mini Circuit Breaker Acti9 iC65N 3P C 80A MCB; A9F18380 | A9F18380 | A9F18380 | 当日发货 | 304524699f808bfd.jpg.avif
施耐德电气 漏电塑壳断路器 固定式带接地故障保护 脱扣；VigiEZD160E 63A 4P3T | Schneider Electric leakage molded case circuit breaker fixed with ground fault protection tripping; VigiEZD160E 63A 4P3T | EZD160E4063ELN | VigiEZD160E 63A 4P3T | 当日发货 | 84ec3340a66c3efa.png.avif
施耐德电气 剩余电流动作保护断路器,iDPNN Vigi+(18mm),A型；A9D96632 | Schneider Electric residual current action protection circuit breaker, iDPNN Vigi+ (18mm), Type A; A9D96632 | A9D96632 | A9D96632 | 当日发货 | b869b5894fbaa373.jpg.avif
施耐德电气 塑壳断路器 固定式；EZD100E 100A 4P3T | Schneider Electric plastic case circuit breaker fixed; EZD100E 100A 4P3T | EZD100E4100N | EZD100E 100A 4P3T | 当日发货 | adbbf4850e156beb.png.avif
施耐德电气 漏电塑壳断路器 固定式带接地故障保护 脱扣；VigiEZD160E 100A 4P3T | Schneider Electric leakage molded case circuit breaker fixed with ground fault protection tripping; VigiEZD160E 100A 4P3T | EZD160E4100ELN | VigiEZD160E 100A 4P3T | 当日发货 | 1d74a54b1a3231ae.png.avif
施耐德电气 塑壳断路器；NSC100B 10kA 80A 3P3T | Schneider Electric molded case circuit breaker; NSC100B 10kA 80A 3P3T | NSC100B3080N | NSC100B 10kA 80A 3P3T | 当日发货 | 9a2c931147bdbb33.png.avif
施耐德电气 小型直流断路器；Acti9 iC65N DC 2P C 4A MCB | Schneider Electric Mini DC Circuit Breaker; Acti9 iC65N DC 2P C 4A MCB | A9N18204 | Acti9 iC65N DC 2P C 4A MCB | 当日发货 | 80dd8cc131d5c594.jpg.avif
施耐德电气 插拔式中间继电器 4CO 带LED 110V DC；RXM4AB2FD | Schneider Electric plug-in intermediate relay 4CO with LED 110V DC; RXM4AB2FD | RXM4AB2FD | RXM4AB2FD | 当日发货 | 6959bd66142cbb89.png.avif
施耐德电气 塑壳断路器 固定式；EZD100E15A 3P3T新 | Schneider Electric plastic case circuit breaker fixed; EZD100E15A 3P3T new | EZD100E3015N | EZD100E15A 3P3T新 | 当日发货 | ab58adb4d0ab8aee.png.avif
施耐德电气 小型断路器；iDPNN C 2A 6KA | Schneider Electric miniature circuit breaker; iDPNN C 2A 6KA | A9P18602 | iDPNN C 2A 6KA | 当日发货 | 9b1df45f60d3bd58.png.avif
施耐德电气 Φ40蘑菇头复位按钮，绿，1NO；XA2EC31 | Schneider Electric Φ40 mushroom head reset button, green, 1NO; XA2EC31 | XA2EC31 | XA2EC31 | 当日发货 | 559eeaca14bda857.png.avif
施耐德电气 自复位按钮,圆形,绿色,1NO/NC；XB6EAA31F | Schneider Electric self-reset button, round, green, 1NO/NC; XB6EAA31F | XB6EAA31F | XB6EAA31F | 当日发货 | 2bbba260b23a9726.png.avif
施耐德电气 塑壳断路器常用附件 辅助触点（AX)；30160 | Schneider Electric Common Accessories for Molded Case Circuit Breakers Auxiliary Contacts (AX); 30160 | 30160 | 30160 | 当日发货 | b897dec1e126696d.png.avif
施耐德电气 TeSys 热磁式电动机断路器,旋钮控制,整定电流0.63-1A,最大分断能力Icu 100kA；GV2PM05C | Schneider Electric TeSys thermal magnetic motor circuit breaker, knob control, set current 0.63-1A, maximum breaking capacity Icu 100kA; GV2PM05C | GV2PM05C | GV2PM05C | 当日发货 | 21d93a1444801078.jpg.avif
施耐德电气 小型断路器；Osmart K MCB 6kA 230V 2P C 16A | Schneider Electric Mini Circuit Breaker; Osmart K MCB 6kA 230V 2P C 16A | OSMC32N2C16KG | Osmart K MCB 6kA 230V 2P C 16A | 当日发货 | 673f7f606f5f14aa.jpg.avif
施耐德电气 AC/DC 24V 蓝色LED指示灯；XB2BVB6LC | Schneider Electric AC/DC 24V blue LED indicator light; XB2BVB6LC | XB2BVB6LC | XB2BVB6LC | 当日发货 | 6d7a2de610af03f6.png.avif
施耐德电气 功率型中间继电器；RPM42BD | Schneider Electric power intermediate relay; RPM42BD | RPM42BD | RPM42BD | 当日发货 | d78949645566d1b8.png.avif
施耐德电气 小型断路器,EA9AN 1P D10A；EA9AN1D10 | Schneider Electric miniature circuit breaker, EA9AN 1P D10A; EA9AN1D10 | EA9AN1D10 | EA9AN1D10 | 当日发货 | 407d8dc1e48e4d02.png.avif
施耐德电气 国产 XB2B系列蘑菇头按钮头,红色；ZB2BC4C | Schneider Electric domestic XB2B series mushroom button head, red; ZB2BC4C | ZB2BC4C | ZB2BC4C | 当日发货 | 41fc63ab13f0ebc5.png.avif
施耐德电气 小型断路器,EA9AN 1P D25A；EA9AN1D25 | Schneider Electric miniature circuit breaker, EA9AN 1P D25A; EA9AN1D25 | EA9AN1D25 | EA9AN1D25 | 当日发货 | 8d09a225ad2f3e83.png.avif
施耐德电气 隔离开关；iINT125 32A 2P | Schneider Electric isolation switch; iINT125 32A 2P | A9S68232 | iINT125 32A 2P | 当日发货 | 4e22d06523848637.png.avif
施耐德电气 带灯按钮头(红色)；ZB5AW343C | Schneider Electric illuminated button head (red); ZB5AW343C | ZB5AW343C | ZB5AW343C | 当日发货 | 3cb912d76c9011d5.png.avif
施耐德电气 断路器；C120H 4P D 100A | Schneider Electric circuit breaker; C120H 4P D 100A | A9N19823 | C120H 4P D 100A | 当日发货 | 8151d52017a922f6.png.avif
施耐德电气 小型断路器；iC65H 2P C6A | Schneider Electric Mini Circuit Breaker; iC65H 2P C6A | A9F28206 | iC65H 2P C6A | 当日发货 | aa08d689ce87cc84.png.avif
施耐德电气 灯泡LED BA9S (绿)；DL1-LED243 | Schneider Electric light bulb LED BA9S (green); DL1-LED243 | DL1-LED243 | DL1-LED243 | 当日发货 | 7d3be49a5a9ebaa8.jpg.avif
施耐德电气 小型断路器；OSMC32N1P C6A | Schneider Electric miniature circuit breaker; OSMC32N1P C6A | OSMC32N1C6 | OSMC32N1P C6A | 当日发货 | f687e24dc5fb39d3.png.avif
施耐德电气 小型断路器；iC65H 1P C4A | Schneider Electric Mini Circuit Breaker; iC65H 1P C4A | A9F28104 | iC65H 1P C4A | 当日发货 | 5712f013df090d0f.png.avif
施耐德电气 塑壳断路器；NSC160S 18kA 125A 3P3T | Schneider Electric molded case circuit breaker; NSC160S 18kA 125A 3P3T | NSC160S3125N | NSC160S 18kA 125A 3P3T | 当日发货 | 2787408454f44465.png.avif
施耐德电气 塑壳断路器；NSC100S 18kA 100A 3P3T | Schneider Electric molded case circuit breaker; NSC100S 18kA 100A 3P3T | NSC100S3100N | NSC100S 18kA 100A 3P3T | 当日发货 | cc75d591d61dd812.png.avif
施耐德电气 插拔式中间继电器 4CO 带LED 24V AC；RXM4AB2B7 | Schneider Electric plug-in intermediate relay 4CO with LED 24V AC; RXM4AB2B7 | RXM4AB2B7 | RXM4AB2B7 | 当日发货 | 1b5b75ac06396493.png.avif
施耐德电气 Acti9系列 剩余电流动作保护附件 4P 63A 100mA 电磁式；A9V18463 | Schneider Electric Acti9 series residual current action protection accessories 4P 63A 100mA electromagnetic type; A9V18463 | A9V18463 | A9V18463 | 当日发货 | ece0c4eee4792156.jpg.avif
施耐德电气 隔离开关 EA9D 2P 32A；MGNEA9D232 | Schneider Electric isolation switch EA9D 2P 32A; MGNEA9D232 | MGNEA9D232 | MGNEA9D232 | 当日发货 | fbb507dbe40a779b.png.avif
施耐德电气 小型断路器；Osmart K MCB 6kA 230V 3P C 16A | Schneider Electric Mini Circuit Breaker; Osmart K MCB 6kA 230V 3P C 16A | OSMC32N3C16KG | Osmart K MCB 6kA 230V 3P C 16A | 当日发货 | aa7b51a502c4f5bc.jpg.avif
施耐德电气 小型断路器,EA9AN 2P D63A；EA9AN2D63 | Schneider Electric miniature circuit breaker, EA9AN 2P D63A; EA9AN2D63 | EA9AN2D63 | EA9AN2D63 | 当日发货 | 63cc4105590efb69.png.avif
施耐德电气 旋转黑色手柄＋安装底座(适用于iC65,iDPN,iINT125,iID)；A9A27005 | Schneider Electric rotating black handle + mounting base (applicable to iC65, iDPN, iINT125, iID); A9A27005 | A9A27005 | A9A27005 | 当日发货 | 61d2e199043b7016.png.avif
施耐德电气 隔离开关；iINT125 63A 4P | Schneider Electric isolation switch; iINT125 63A 4P | A9S68463 | iINT125 63A 4P | 当日发货 | 4b5c1a8e10e45d65.png.avif
施耐德电气 小型断路器，Acti9 iC65L MA 2P 16A MCB | Schneider Electric Mini Circuit Breaker, Acti9 iC65L MA 2P 16A MCB | A9F81216 | A9F81216 | 当日发货 | 1f9575a042a0a291.jpg.avif
施耐德电气 塑壳断路器常用附件 直接旋转手柄；30184 | Schneider Electric Common Accessories for Molded Case Circuit Breakers Direct Rotating Handle; 30184 | 30184 | 30184 | 当日发货 | 1f3616a2b38c0baa.png.avif
施耐德电气 TeSys D系列热过载继电器,整定电流80-104A；LRD3365C | Schneider Electric TeSys D series thermal overload relay, set current 80-104A; LRD3365C | LRD3365C | LRD3365C | 当日发货 | a46b44a7e9bc56f6.jpg.avif
施耐德电气 插拔式中间继电器+基座；RXZE1M4C+RXM4LB2P7 | Schneider Electric plug-in intermediate relay + base; RXZE1M4C + RXM4LB2P7 | RXZE1M4C+RXM4LB2P7 | RXZE1M4C+RXM4LB2P7 |  | 9b95825beca16486.jpg.avif
施耐德电气 隔离开关；iINT125 63A 3P | Schneider Electric isolation switch; iINT125 63A 3P | A9S68363 | iINT125 63A 3P | 当日发货 | f70bb4d20d2031b5.png.avif
施耐德电气 隔离开关；iINT125 40A 3P | Schneider Electric isolation switch; iINT125 40A 3P | A9S68340 | iINT125 40A 3P | 当日发货 | 47d75eae01927e4b.png.avif
施耐德电气 TeSys D系列热过载继电器 LRD02C,0.16-0.25A 690V AC,class 10A；LRD02C | Schneider Electric TeSys D series thermal overload relay LRD02C, 0.16-0.25A 690V AC, class 10A; LRD02C | LRD02C | LRD02C | 当日发货 | e7fd866268e51e29.jpg.avif
施耐德电气 小型断路器；OSMC32N1P C3A | Schneider Electric miniature circuit breaker; OSMC32N1P C3A | OSMC32N1C3 | OSMC32N1P C3A | 当日发货 | 89ea0ded2c4caf62.png.avif
施耐德电气 防浪涌保护插件,DIODE+GREEN LED；RZM031BN | Schneider Electric anti-surge protection plug-in, DIODE+GREEN LED; RZM031BN | RZM031BN | RZM031BN | 当日发货 | 53498a696f896929.png.avif
施耐德电气 电动机辅助触点；GVAE20 | Schneider Electric motor auxiliary contacts; GVAE20 | GVAE20 | GVAE20 | 当日发货 | ce28ca73f21c2701.jpg.avif
施耐德电气 插拔式中间继电器 4副触点,3A,无指示灯,230VAC；RXM4LB1P7 | Schneider Electric plug-in intermediate relay 4 contacts, 3A, no indicator light, 230VAC; RXM4LB1P7 | RXM4LB1P7 | RXM4LB1P7 | 当日发货 | 1100d1051826b7d1.png.avif
施耐德电气 EA9R,漏电保护断路器,4P,C20A/30mA/A类；EA9RN4C2030CA | Schneider Electric EA9R, leakage protection circuit breaker, 4P, C20A/30mA/A class; EA9RN4C2030CA | EA9RN4C2030CA | EA9RN4C2030CA | 当日发货 | 5ebefeff4d3817b9.jpg.avif
施耐德电气 导轨插座 2P 10A；A9A06110 | Schneider Electric DIN Rail Socket 2P 10A; A9A06110 | A9A06110 | A9A06110 | 当日发货 | 4aa04f3534c6e72c.jpg.avif
施耐德电气 塑壳断路器常用附件 分励线圈220VA；30164 | Schneider Electric plastic case circuit breaker common accessories shunt coil 220VA; 30164 | 30164 | 30164 | 当日发货 | 946df42a48206b2a.png.avif
施耐德电气 国产 XB2B系列钥匙开关头；ZB2BG3C | Schneider Electric domestic XB2B series key switch head; ZB2BG3C | ZB2BG3C | ZB2BG3C | 当日发货 | f9d669af1f43075b.png.avif
施耐德电气 3极接触器；LC1N2510F5N | Schneider Electric 3-pole contactor; LC1N2510F5N | LC1N2510F5N | LC1N2510F5N | 当日发货 | 657e71eae49808e9.jpg.avif
施耐德电气 国产TeSys D系列三极交流接触器,18A,36V,50/60Hz；LC1D18CC7C | Schneider Electric domestic TeSys D series three-pole AC contactor, 18A, 36V, 50/60Hz; LC1D18CC7C | LC1D18CC7C | LC1D18CC7C | 当日发货 | 373334ae87b77401.jpg.avif
施耐德电气 EA9B,漏电开关,2P,40A,A型；EA9B24030CA | Schneider Electric EA9B, leakage switch, 2P, 40A, type A; EA9B24030CA | EA9B24030CA | EA9B24030CA | 当日发货 | 29979a1199f71488.jpg.avif
施耐德电气 小型断路器,EA9AN 4P D40A；EA9AN4D40 | Schneider Electric miniature circuit breaker, EA9AN 4P D40A; EA9AN4D40 | EA9AN4D40 | EA9AN4D40 | 当日发货 | 6f5b9761b2b2c8c0.png.avif
施耐德电气 塑壳断路器 固定式；EZD630E 630A 3P3T | Schneider Electric molded case circuit breaker fixed; EZD630E 630A 3P3T | EZD630E3630K | EZD630E 630A 3P3T | 当日发货 | 6e36c7953adf2eff.png.avif
施耐德电气 国产 XB2B系列选择开关头(短柄-2位)盒；ZB2BD4C | Schneider Electric domestic XB2B series selector switch head (short handle-2 positions) box; ZB2BD4C | ZB2BD4C | ZB2BD4C | 当日发货 | cd2286d781766967.png.avif
施耐德电气 剩余电流动作保护断路器,iDPNN Vigi+(18mm),A型；A9D96610 | Schneider Electric residual current action protection circuit breaker, iDPNN Vigi+ (18mm), Type A; A9D96610 | A9D96610 | A9D96610 | 当日发货 | 83c6591b12574357.jpg.avif
施耐德电气 平头复位按钮，蓝，1NO；XA2EA61 | Schneider Electric flat head reset button, blue, 1NO; XA2EA61 | XA2EA61 | XA2EA61 | 当日发货 | 40590b059b00baa0.png.avif
施耐德电气 小型断路器；iC65H 3P D16A | Schneider Electric Mini Circuit Breaker; iC65H 3P D16A | A9F29316 | iC65H 3P D16A | 当日发货 | d81aa10c45fb6814.png.avif
施耐德电气 平头带灯按钮，220V AC，红，1NC；XA2EW34M2 | Schneider Electric Flat Head Illuminated Push Button, 220V AC, Red, 1NC; XA2EW34M2 | XA2EW34M2 | XA2EW34M2 | 当日发货 | 50a17f1a9ddfcd28.png.avif
施耐德电气 小型断路器；iC65H 2P D10A | Schneider Electric Mini Circuit Breaker; iC65H 2P D10A | A9F29210 | iC65H 2P D10A | 当日发货 | d1b568a1864a444a.png.avif
施耐德电气 小型断路器；OSMC32N3P C32A | Schneider Electric miniature circuit breaker; OSMC32N3P C32A | OSMC32N3C32 | OSMC32N3P C32A | 当日发货 | b9ddcd2d7564df86.png.avif
施耐德电气 塑壳断路器常用附件 相间隔板 一套（2个），用于60mm厚度产品(1)；EZDFASB2 | Schneider Electric commonly used accessories for molded case circuit breakers, phase partitions, set (2 pieces), for 60mm thickness products (1); EZDFASB2 | EZDFASB2 | EZDFASB2 | 当日发货 | 72d51e49b87d9c37.png.avif
施耐德电气 平头按钮头(红色)；ZB5AA4C | Schneider Electric flat button head (red); ZB5AA4C | ZB5AA4C | ZB5AA4C | 当日发货 | e9b671e6f4385afe.png.avif
施耐德电气 TeSys 热磁式电动机断路器,按钮控制,整定电流0.16A-0.25,最大分断能力Icu 100kA；GV2ME02C | Schneider Electric TeSys thermal magnetic motor circuit breaker, button control, set current 0.16A-0.25, maximum breaking capacity Icu 100kA; GV2ME02C | GV2ME02C | GV2ME02C | 当日发货 | 2ec089033f87c555.jpg.avif
施耐德电气 平头带灯按钮，24V AC/DC，黄，1NO；XA2EW35B1 | Schneider Electric flat head illuminated push button, 24V AC/DC, yellow, 1NO; XA2EW35B1 | XA2EW35B1 | XA2EW35B1 | 当日发货 | 6e92c107dadb6edf.jpg.avif
施耐德电气 国产 XB2B系列急停按钮头,红色；ZB2BT4C | Schneider Electric domestic XB2B series emergency stop button head, red; ZB2BT4C | ZB2BT4C | ZB2BT4C | 当日发货 | 44d9bd07e6bf9bb3.png.avif
施耐德电气 3极接触器；LC1N3801M5N | Schneider Electric 3-pole contactor; LC1N3801M5N | LC1N3801M5N | LC1N3801M5N | 当日发货 | 34e0bd67e701fedf.jpg.avif
施耐德电气 断路器；C120H 3P D 125A | Schneider Electric circuit breaker; C120H 3P D 125A | A9N19830 | C120H 3P D 125A | 当日发货 | b58d37380c2d3ca1.png.avif
施耐德电气 电动机断路器附件,组合模块；GV2AF3 | Schneider Electric motor circuit breaker accessories, combination module; GV2AF3 | GV2AF3 | GV2AF3 | 当日发货 | 25e4a384ed518aa5.png.avif
施耐德电气 Vario系列负荷开关本体,12A,3极；V02C | Schneider Electric Vario series load switch body, 12A, 3 poles; V02C | V02C | V02C | 当日发货 | 4d12319a0f32864c.png.avif
施耐德电气 热过载继电器；LRN355N | Schneider Electric thermal overload relay; LRN355N | LRN355N | LRN355N | 当日发货 | b967f9fa7430b949.jpg.avif
施耐德电气 塑壳断路器 固定式；EZD160M 125A 3P3T | Schneider Electric plastic case circuit breaker fixed; EZD160M 125A 3P3T | EZD160M3125N | EZD160M 125A 3P3T | 当日发货 | 479fb7521128ee90.png.avif
施耐德电气 塑壳断路器 固定式；EZD100M 25A 3P3T新 | Schneider Electric plastic case circuit breaker fixed; EZD100M 25A 3P3T new | EZD100M3025N | EZD100M 25A 3P3T新 | 当日发货 | b3d73396d42d2fa9.png.avif
施耐德电气 3位选择开关,组合型号包含(带触点基座:ZB2BZ103C+选择开关头:ZB2BJ3C) | Schneider Electric 3-position selector switch, combination model includes (with contact base: ZB2BZ103C + selector switch head: ZB2BJ3C) | XB2BJ33C | XB2BJ33C | 当日发货 | af6a198a1754fd99.png.avif
施耐德电气 3极接触器；LC1N65CC5N | Schneider Electric 3-pole contactor; LC1N65CC5N | LC1N65CC5N | LC1N65CC5N | 当日发货 | 1188efbb97c644aa.jpg.avif
施耐德电气 热继电器附件,端子排；LAD7B106 | Schneider Electric thermal relay accessories, terminal block; LAD7B106 | LAD7B106 | LAD7B106 | 当日发货 | a6fa4d919de8a37c.png.avif
施耐德电气 国产TeSys D系列四极接触器,25A,48V,50/60Hz；LC1D258E7C | Schneider Electric domestic TeSys D series four-pole contactor, 25A, 48V, 50/60Hz; LC1D258E7C | LC1D258E7C | LC1D258E7C | 当日发货 | 852aecc475ec6deb.jpg.avif
施耐德电气 小型直流断路器；Acti9 iC65N DC 2P C 2A MCB | Schneider Electric Mini DC Circuit Breaker; Acti9 iC65N DC 2P C 2A MCB | A9N18202 | Acti9 iC65N DC 2P C 2A MCB | 当日发货 | fc9cd6ffb1509882.jpg.avif
施耐德电气 12x18mm梳状母排，适用于3P MCB | Schneider Electric 12x18mm comb busbar, suitable for 3P MCB | A9HLP312 | A9HLP312 |  | dd439af2d57d96b6.jpg.avif
施耐德电气 小型直流断路器；Acti9 iC65N DC 2P C 20A MCB | Schneider Electric Mini DC Circuit Breaker; Acti9 iC65N DC 2P C 20A MCB | A9N18220 | Acti9 iC65N DC 2P C 20A MCB | 当日发货 | 9cca048ce7a273cd.jpg.avif
施耐德电气 安装基座+触点模块 2NO；ZB4BZ103 | Schneider Electric mounting base + contact module 2NO; ZB4BZ103 | ZB4BZ103 | ZB4BZ103 | 当日发货 | deb6d2ef7a906cbc.png.avif
施耐德电气 国产TeSys D系列三极交流接触器,38A,380V,50/60Hz；LC1D38Q7C | Schneider Electric domestic TeSys D series three-pole AC contactor, 38A, 380V, 50/60Hz; LC1D38Q7C | LC1D38Q7C | LC1D38Q7C | 当日发货 | 302cced76b69e443.jpg.avif
施耐德电气 指示灯；XB2BVD4C | Schneider Electric indicator light; XB2BVD4C | XB2BVD4C | XB2BVD4C | 当日发货 | db20cbd71b3ec665.png.avif
施耐德电气 标签座 30x40mm (用于8*27标签)；ZB2BZ32C | Schneider Electric label holder 30x40mm (for 8*27 labels); ZB2BZ32C | ZB2BZ32C | ZB2BZ32C | 当日发货 | 667bbb063d4b9258.png.avif
施耐德电气 漏电塑壳断路器 固定式带接地故障保护 脱扣；VigiEZD160E 160A 4P3T | Schneider Electric leakage molded case circuit breaker fixed with ground fault protection tripping; VigiEZD160E 160A 4P3T | EZD160E4160ELN | VigiEZD160E 160A 4P3T | 当日发货 | ed9412373678a35c.png.avif
施耐德电气 塑壳断路器常用附件 绝缘附件 相间隔板 一组6个；LV429329 | Schneider Electric common accessories for molded case circuit breakers, insulation accessories, phase partitions, a set of 6 pieces; LV429329 | LV429329 | LV429329 | 当日发货 | 2a8d34a0d2877e09.png.avif
施耐德电气 Φ30急停开关(旋转复位),红,1NC；XA2ES442 | Schneider Electric Φ30 emergency stop switch (rotation reset), red, 1NC; XA2ES442 | XA2ES442 | XA2ES442 | 当日发货 | 5505e01a69ad0cb5.png.avif
施耐德电气 小型断路器；iC65N 2P D50A | Schneider Electric Mini Circuit Breaker; iC65N 2P D50A | A9F19250 | iC65N 2P D50A | 当日发货 | 957bbefd7fbbd9bd.jpg.avif
施耐德电气 电磁式剩余电流动作保护附件,Vigi C120 AC class 300mA 4P；A9N18570 | Schneider Electric electromagnetic residual current action protection accessories, Vigi C120 AC class 300mA 4P; A9N18570 | A9N18570 | A9N18570 | 当日发货 | 50a2e1c4c9005f6f.png.avif
施耐德电气 TeSys 热磁式电动机断路器,按钮控制,整定电流0.25-0.4A,最大分断能力Icu 100kA；GV2ME03C | Schneider Electric TeSys thermal magnetic motor circuit breaker, button control, set current 0.25-0.4A, maximum breaking capacity Icu 100kA; GV2ME03C | GV2ME03C | GV2ME03C | 当日发货 | e79f108003c46f9b.jpg.avif
施耐德电气 接口继电器；RSB1A120BD | Schneider Electric interface relay; RSB1A120BD | RSB1A120BD | RSB1A120BD | 当日发货 | d8944c26137146c0.png.avif
施耐德电气 插拔式中间继电器 3CO 带LED 230V AC；RXM3AB2P7 | Schneider Electric plug-in intermediate relay 3CO with LED 230V AC; RXM3AB2P7 | RXM3AB2P7 | RXM3AB2P7 | 当日发货 | 72e9d89e0af0b206.png.avif
施耐德电气 AC 220V 蓝色LED指示灯；XB2BVM6LC | Schneider Electric AC 220V blue LED indicator light; XB2BVM6LC | XB2BVM6LC | XB2BVM6LC | 当日发货 | bbd2b94a95ab99bc.png.avif
施耐德电气 国产TeSys D系列三极交流接触器,25A,48V,50/60Hz；LC1D25E7C | Schneider Electric domestic TeSys D series three-pole AC contactor, 25A, 48V, 50/60Hz; LC1D25E7C | LC1D25E7C | LC1D25E7C | 当日发货 | 1d977e6142d516db.jpg.avif
施耐德电气 电气附件,iMX+OF 100-415V；A9A26946 | Schneider Electric electrical accessories, iMX+OF 100-415V; A9A26946 | A9A26946 | A9A26946 | 当日发货 | e26415183558ddfa.png.avif
施耐德电气 插拔式中间继电器,2CO 带LED 24V AC；RXM2AB2B7 | Schneider Electric plug-in intermediate relay, 2CO with LED 24V AC; RXM2AB2B7 | RXM2AB2B7 | RXM2AB2B7 | 当日发货 | c3ce4bda7a7e0be0.png.avif
施耐德电气 EA9R,漏电保护断路器,4P,C25A/30mA/A类；EA9RN4C2530CA | Schneider Electric EA9R, leakage protection circuit breaker, 4P, C25A/30mA/A class; EA9RN4C2530CA | EA9RN4C2530CA | EA9RN4C2530CA | 当日发货 | 040d4de22648f6aa.png.avif
施耐德电气 安装基座+触点模块 1NC+1NO；ZB4BZ105 | Schneider Electric mounting base + contact module 1NC+1NO; ZB4BZ105 | ZB4BZ105 | ZB4BZ105 | 当日发货 | 987e6ffe2db66d64.png.avif
施耐德电气 TeSys D系列热过载继电器,整定电流55-70A；LRD3361C | Schneider Electric TeSys D series thermal overload relay, set current 55-70A; LRD3361C | LRD3361C | LRD3361C | 当日发货 | a46b44a7e9bc56f6.jpg.avif
施耐德电气 剩余电流动作开关 Acti9 iID 4P 40A 30mA A RCCB | Schneider Electric residual current action switch Acti9 iID 4P 40A 30mA A RCCB | A9R53440 | Acti9 iID 4P 40A 30mA A RCCB | 当日发货 | 5282ab05aa234288.jpg.avif
施耐德电气 小型断路器；iC65H 2P C25A | Schneider Electric Mini Circuit Breaker; iC65H 2P C25A | A9F28225 | iC65H 2P C25A | 当日发货 | ff481bd4e670bdb0.png.avif
施耐德电气 塑壳断路器 固定式；EZD630E 500A 3P3T | Schneider Electric plastic case circuit breaker fixed; EZD630E 500A 3P3T | EZD630E3500K | EZD630E 500A 3P3T | 当日发货 | 16124b5340005f30.png.avif
施耐德电气 小型直流断路器；Acti9 iC65N DC 1P C 63A MCB | Schneider Electric Mini DC Circuit Breaker; Acti9 iC65N DC 1P C 63A MCB | A9N18163 | Acti9 iC65N DC 1P C 63A MCB | 当日发货 | ccf30b84a40b658f.jpg.avif
施耐德电气 小型断路器,新型EA9AH 3P C100A；EA9AH3C100NEW | Schneider Electric small circuit breaker, new EA9AH 3P C100A; EA9AH3C100NEW | EA9AH3C100NEW | EA9AH3C100NEW | 当日发货 | 0bd313727f36e28e.png.avif
施耐德电气 接触器附件；LAD9R1 | Schneider Electric contactor accessories; LAD9R1 | LAD9R1 | LAD9R1 |  | 78377ba07bc8d632.png.avif
施耐德电气 国产TeSys D系列三极交流接触器,25A,36V,50/60Hz；LC1D25CC7C | Schneider Electric domestic TeSys D series three-pole AC contactor, 25A, 36V, 50/60Hz; LC1D25CC7C | LC1D25CC7C | LC1D25CC7C | 当日发货 | 95aecd0dcce492f3.jpg.avif
施耐德电气 漏电塑壳断路器 固定式带接地故障保护 脱扣；VigiEZD250E 250A 4P3T | Schneider Electric leakage molded case circuit breaker fixed with ground fault protection tripping; VigiEZD250E 250A 4P3T | EZD250E4250ELN | VigiEZD250E 250A 4P3T | 当日发货 | e98b5d7f481f9e57.png.avif
施耐德电气 EA9R,漏电保护断路器,2P,C6A/30mA/A类；EA9RN2C630CA | Schneider Electric EA9R, leakage protection circuit breaker, 2P, C6A/30mA/A category; EA9RN2C630CA | EA9RN2C630CA | EA9RN2C630CA | 当日发货 | 7101aa3c291b665e.jpg.avif
施耐德电气 国产TeSys D Everlink系列三极接触器,65A,36V,50/60Hz；LC1D65ACC7C | Schneider Electric domestic TeSys D Everlink series three-pole contactor, 65A, 36V, 50/60Hz; LC1D65ACC7C | LC1D65ACC7C | LC1D65ACC7C | 当日发货 | ea63df494aec0bc0.jpg.avif
施耐德电气 塑壳断路器 固定式；EZD100M 50A 3P3T新 | Schneider Electric plastic case circuit breaker fixed; EZD100M 50A 3P3T new | EZD100M3050N | EZD100M 50A 3P3T新 | 当日发货 | 76bb157cab9b6c85.png.avif
施耐德电气 小型断路器；iC65H 2P D16A | Schneider Electric Mini Circuit Breaker; iC65H 2P D16A | A9F29216 | iC65H 2P D16A | 当日发货 | d8d213974dd8661d.png.avif
施耐德电气 断路器；C120H 3P C 80A | Schneider Electric circuit breaker; C120H 3P C 80A | A9N19810 | C120H 3P C 80A | 当日发货 | 1c1338348c6ec209.png.avif
施耐德电气 国产TeSys D系列三极交流接触器,150A,220V,50Hz；LC1D15000M5C | Schneider Electric domestic TeSys D series three-pole AC contactor, 150A, 220V, 50Hz; LC1D15000M5C | LC1D15000M5C | LC1D15000M5C | 当日发货 | abe23ced88f6ca47.jpg.avif
施耐德电气 Vario系列负荷开关本体，63A，3极；V3C | Schneider Electric Vario series load switch body, 63A, 3-pole; V3C | V3C | V3C | 当日发货 | 5625c0f8ec26487d.png.avif
施耐德电气 塑壳断路器 电动机保护；EZD100M MA50A 3P3T | Schneider Electric plastic case circuit breaker motor protection; EZD100M MA50A 3P3T | EZD100M3050MAN | EZD100M MA50A 3P3T | 当日发货 | 8b68f7165ad3d9dc.png.avif
施耐德电气 小型断路器；OSMC32N3P D10A | Schneider Electric miniature circuit breaker; OSMC32N3P D10A | OSMC32N3D10 | OSMC32N3P D10A | 当日发货 | 97b1600e826821e5.png.avif
施耐德电气 热过载继电器；LRN03N | Schneider Electric thermal overload relay; LRN03N | LRN03N | LRN03N | 当日发货 | 066278a979606c49.jpg.avif
施耐德电气 漏电塑壳断路器 固定式带接地故障保护 脱扣；VigiEZD160E 125A 4P3T | Schneider Electric leakage molded case circuit breaker fixed with ground fault protection tripping; VigiEZD160E 125A 4P3T | EZD160E4125ELN | VigiEZD160E 125A 4P3T | 当日发货 | 8aa408813fd2583b.png.avif
施耐德电气 绝缘连接端子，适用于 1/2/3/4P MCB 的梳状母排 | Schneider Electric insulated connection terminals for 1/2/3/4P MCB comb busbars | A9HLDM04 | A9HLDM04 | 次日发货 | 63a56299ff77a38b.jpg.avif
施耐德电气 断路器；iC65N 1P D3A | Schneider Electric circuit breaker; iC65N 1P D3A | A9F19103 | iC65N 1P D3A | 当日发货 | eb2c640c45a5bad6.jpg.avif
施耐德电气 时间继电器；REXL4TMP7 | Schneider Electric time relay; REXL4TMP7 | REXL4TMP7 | REXL4TMP7 | 当日发货 | 1b64ee473148517b.jpg.avif
施耐德电气 塑壳断路器常用附件 延伸旋转手柄；EZDROTE | Schneider Electric Common Accessories for Molded Case Circuit Breakers Extended Rotary Handle; EZDROTE | EZDROTE | EZDROTE | 当日发货 | edfda2a58674e1c0.jpg.avif
施耐德电气 EA9C65,漏电保护断路器,1P+N,C25A/30mA/A类；EA9C65C2530CA | Schneider Electric EA9C65, leakage protection circuit breaker, 1P+N, C25A/30mA/A class; EA9C65C2530CA | EA9C65C2530CA | EA9C65C2530CA | 当日发货 | d0b9bff3b8b5871c.jpg.avif
施耐德电气 漏电模块；A9V38440 | Schneider Electric leakage module; A9V38440 | A9V38440 | A9V38440 | 当日发货 | da5e33da1fdb2487.jpg.avif
施耐德电气 小型断路器；iC65N 1P D63A | Schneider Electric Mini Circuit Breaker; iC65N 1P D63A | A9F19163 | iC65N 1P D63A | 当日发货 | c543866f7148ec23.jpg.avif
施耐德电气 电磁式剩余电流动作保护附件 30mA 2P 40A；A9V56240 | Schneider Electric electromagnetic residual current action protection accessory 30mA 2P 40A; A9V56240 | A9V56240 | Vigi iC65 ELM 2P 40A 30mA A | 当日发货 | 94e83cb515c0ec03.jpg.avif
施耐德电气 断路器 ；C120H 3P C 125A | Schneider Electric circuit breaker; C120H 3P C 125A | A9N19826 | C120H 3P C 125A | 当日发货 | 365ca912cf258954.png.avif
施耐德电气 塑壳断路器 固定式；EZD100E20A 3P3T新 | Schneider Electric plastic case circuit breaker fixed; EZD100E20A 3P3T new | EZD100E3020N | EZD100E20A 3P3T新 | 当日发货 | d79b883555621195.png.avif
施耐德电气 插拔式中间继电器+基座；RXZE1M2C+RXM2LB2P7 | Schneider Electric plug-in intermediate relay + base; RXZE1M2C + RXM2LB2P7 | RXZE1M2C+RXM2LB2P7 | RXZE1M2C+RXM2LB2P7 |  | b5460869bee3b0e4.jpg.avif
施耐德电气 小型断路器；OSMC32N2P C6A | Schneider Electric miniature circuit breaker; OSMC32N2P C6A | OSMC32N2C6 | OSMC32N2P C6A | 当日发货 | 41d6d001806dd5f0.png.avif
施耐德电气 插拔式中间继电器+基座；RXZE1M4C+RXM4LB2BD | Schneider Electric plug-in intermediate relay + base; RXZE1M4C + RXM4LB2BD | RXZE1M4C+RXM4LB2BD | RXZE1M4C+RXM4LB2BD |  | 9b95825beca16486.jpg.avif
施耐德电气 塑壳断路器 延伸旋转手柄100-250 BLK；LV429338T | Schneider Electric Molded Case Circuit Breaker Extended Rotary Handle 100-250 BLK; LV429338T | LV429338T | LV429338T | 当日发货 | 18b5b8d9b46b0450.jpg.avif
施耐德电气 塑壳断路器常用附件 辅助触点 OF 或 SD 或 SDE(*) 或 SDV；29450 | Schneider Electric Common accessories for molded case circuit breakers Auxiliary contacts OF or SD or SDE(*) or SDV; 29450 | 29450 | 29450 | 当日发货 | 5c652a89b3b911a3.png.avif
施耐德电气 小型断路器,EA9AN 4P C25A；EA9AN4C25 | Schneider Electric miniature circuit breaker, EA9AN 4P C25A; EA9AN4C25 | EA9AN4C25 | EA9AN4C25 | 当日发货 | a1587d5d5ec98563.png.avif
施耐德电气 剩余电流动作保护断路器；A9D65263 | Schneider Electric residual current action protection circuit breaker; A9D65263 | A9D65263 | A9D65263 | 当日发货 | 8a4b1181f3eb8f65.jpg.avif
施耐德电气 辅助触点模块，2NO+0NC；LAD8N20 | Schneider Electric auxiliary contact module, 2NO+0NC; LAD8N20 | LAD8N20 | LAD8N20 |  | 9092ad184182fe25.jpg.avif
施耐德电气 Vario系列负荷开关本体，25A，3极；V0C | Schneider Electric Vario series load switch body, 25A, 3 poles; V0C | V0C | V0C | 当日发货 | 1fb4394954b1344c.png.avif
施耐德电气 国产 XB2B系列蘑菇头按钮头,黄色；ZB2BC5C | Schneider Electric domestic XB2B series mushroom button head, yellow; ZB2BC5C | ZB2BC5C | ZB2BC5C | 当日发货 | dbfa1610716ab47b.jpg.avif
施耐德电气 EA9ZGQ自恢复过欠压保护器 2P,40A；EA9ZGQ240 | Schneider Electric EA9ZGQ self-restoring over-voltage and under-voltage protector 2P, 40A; EA9ZGQ240 | EA9ZGQ240 | EA9ZGQ240 | 当日发货 | 295c139fd50a0d6b.png.avif
施耐德电气 EasyPact TVS 160A 接触器,220V,50Hz；LC1E160M5N | Schneider Electric EasyPact TVS 160A contactor, 220V, 50Hz; LC1E160M5N | LC1E160M5N | LC1E160M5N | 当日发货 | 646c4a9c4ab74b0a.jpg.avif
施耐德电气 钥匙开关 两位自锁，左拔出，1NO；XA2EG21 | Schneider Electric key switch, two-position self-locking, left pullout, 1NO; XA2EG21 | XA2EG21 | XA2EG21 | 当日发货 | 79fde651581fbfcc.png.avif
施耐德电气 小型断路器；iC65H 1P C6A | Schneider Electric Mini Circuit Breaker; iC65H 1P C6A | A9F28106 | iC65H 1P C6A | 当日发货 | b0f0673844d08c90.png.avif
施耐德电气 塑壳断路器常用附件 端子罩盖 用于68mm厚度产品的4极，一套（2个）(2)；EZDTSHD4PNX | Schneider Electric Common Accessories for Molded Case Circuit Breakers Terminal Cover 4-pole for 68mm thickness products, set (2 pieces) (2); EZDTSHD4PNX | EZDTSHD4PNX | EZDTSHD4PNX | 当日发货 | 8c3e3e0de4ebb61c.png.avif
施耐德电气 国产 XB2B系列急停按钮头,黄色；ZB2BT5C | Schneider Electric domestic XB2B series emergency stop button head, yellow; ZB2BT5C | ZB2BT5C | ZB2BT5C | 当日发货 | d74e622db1b236d9.png.avif
施耐德电气 平头复位按钮,绿,1NO+1NC；XA2EA35 | Schneider Electric flat head reset button, green, 1NO+1NC; XA2EA35 | XA2EA35 | XA2EA35 | 当日发货 | 03f82f6c8120370f.jpg.avif
施耐德电气 小型断路器；OSMC32N3P C16A | Schneider Electric miniature circuit breaker; OSMC32N3P C16A | OSMC32N3C16 | OSMC32N3P C16A | 当日发货 | ab5871b67850522f.png.avif
施耐德电气 插拔式中间继电器 4CO 带LED 48V AC；RXM4AB2E7 | Schneider Electric plug-in intermediate relay 4CO with LED 48V AC; RXM4AB2E7 | RXM4AB2E7 | RXM4AB2E7 | 当日发货 | de1d4acefb9a0b6d.png.avif
施耐德电气 带灯按钮头(黄色)；ZB5AW353C | Schneider Electric illuminated button head (yellow); ZB5AW353C | ZB5AW353C | ZB5AW353C | 当日发货 | afc6c1ff6ffdf954.png.avif
施耐德电气 国产TeSys D Everlink系列三极接触器,50A,380V,50/60Hz；LC1D50AQ7C | Schneider Electric domestic TeSys D Everlink series three-pole contactor, 50A, 380V, 50/60Hz; LC1D50AQ7C | LC1D50AQ7C | LC1D50AQ7C | 当日发货 | c26c1677f7f752d6.jpg.avif
施耐德电气 国产TeSys D Everlink系列三极接触器,40A,380V,50/60Hz；LC1D40AQ7C | Schneider Electric domestic TeSys D Everlink series three-pole contactor, 40A, 380V, 50/60Hz; LC1D40AQ7C | LC1D40AQ7C | LC1D40AQ7C | 当日发货 | 31d79bab664b5847.jpg.avif
施耐德电气 Acti9系列断路器 剩余电流动作保护附件 Vigi iC65 2P 40A 300mA A VIGI ELE；A9V87240 | Schneider Electric Acti9 Series Circuit Breaker Residual Current Action Protection Accessory Vigi iC65 2P 40A 300mA A VIGI ELE; A9V87240 | A9V87240 | A9V87240 | 当日发货 | 1981f792b505c134.jpg.avif
施耐德电气 国产TeSys D系列三极交流接触器,115A,220V,50Hz；LC1D11500M5C | Schneider Electric domestic TeSys D series three-pole AC contactor, 115A, 220V, 50Hz; LC1D11500M5C | LC1D11500M5C | LC1D11500M5C | 当日发货 | a0c3197798206d79.jpg.avif
施耐德电气 塑壳断路器常用附件 辅助触点 OF 或 SD 或 SDE(*) 或 SDV；29450 | Schneider Electric Common accessories for molded case circuit breakers Auxiliary contacts OF or SD or SDE(*) or SDV; 29450 | 29450 | 29450 | 当日发货 | 5c652a89b3b911a3.png.avif
施耐德电气 小型断路器,EA9AN 4P C25A；EA9AN4C25 | Schneider Electric miniature circuit breaker, EA9AN 4P C25A; EA9AN4C25 | EA9AN4C25 | EA9AN4C25 | 当日发货 | a1587d5d5ec98563.png.avif
施耐德电气 剩余电流动作保护断路器；A9D65263 | Schneider Electric residual current action protection circuit breaker; A9D65263 | A9D65263 | A9D65263 | 当日发货 | 8a4b1181f3eb8f65.jpg.avif
施耐德电气 辅助触点模块，2NO+0NC；LAD8N20 | Schneider Electric auxiliary contact module, 2NO+0NC; LAD8N20 | LAD8N20 | LAD8N20 |  | 9092ad184182fe25.jpg.avif
施耐德电气 Vario系列负荷开关本体，25A，3极；V0C | Schneider Electric Vario series load switch body, 25A, 3 poles; V0C | V0C | V0C | 当日发货 | 1fb4394954b1344c.png.avif
施耐德电气 国产 XB2B系列蘑菇头按钮头,黄色；ZB2BC5C | Schneider Electric domestic XB2B series mushroom button head, yellow; ZB2BC5C | ZB2BC5C | ZB2BC5C | 当日发货 | dbfa1610716ab47b.jpg.avif
施耐德电气 EA9ZGQ自恢复过欠压保护器 2P,40A；EA9ZGQ240 | Schneider Electric EA9ZGQ self-restoring over-voltage and under-voltage protector 2P, 40A; EA9ZGQ240 | EA9ZGQ240 | EA9ZGQ240 | 当日发货 | 295c139fd50a0d6b.png.avif
施耐德电气 EasyPact TVS 160A 接触器,220V,50Hz；LC1E160M5N | Schneider Electric EasyPact TVS 160A contactor, 220V, 50Hz; LC1E160M5N | LC1E160M5N | LC1E160M5N | 当日发货 | 646c4a9c4ab74b0a.jpg.avif
施耐德电气 钥匙开关 两位自锁，左拔出，1NO；XA2EG21 | Schneider Electric key switch, two-position self-locking, left pullout, 1NO; XA2EG21 | XA2EG21 | XA2EG21 | 当日发货 | 79fde651581fbfcc.png.avif
施耐德电气 小型断路器；iC65H 1P C6A | Schneider Electric Mini Circuit Breaker; iC65H 1P C6A | A9F28106 | iC65H 1P C6A | 当日发货 | b0f0673844d08c90.png.avif
施耐德电气 塑壳断路器常用附件 端子罩盖 用于68mm厚度产品的4极，一套（2个）(2)；EZDTSHD4PNX | Schneider Electric Common Accessories for Molded Case Circuit Breakers Terminal Cover 4-pole for 68mm thickness products, set (2 pieces) (2); EZDTSHD4PNX | EZDTSHD4PNX | EZDTSHD4PNX | 当日发货 | 8c3e3e0de4ebb61c.png.avif
施耐德电气 国产 XB2B系列急停按钮头,黄色；ZB2BT5C | Schneider Electric domestic XB2B series emergency stop button head, yellow; ZB2BT5C | ZB2BT5C | ZB2BT5C | 当日发货 | d74e622db1b236d9.png.avif
施耐德电气 平头复位按钮,绿,1NO+1NC；XA2EA35 | Schneider Electric flat head reset button, green, 1NO+1NC; XA2EA35 | XA2EA35 | XA2EA35 | 当日发货 | 03f82f6c8120370f.jpg.avif
施耐德电气 小型断路器；OSMC32N3P C16A | Schneider Electric miniature circuit breaker; OSMC32N3P C16A | OSMC32N3C16 | OSMC32N3P C16A | 当日发货 | ab5871b67850522f.png.avif
施耐德电气 插拔式中间继电器 4CO 带LED 48V AC；RXM4AB2E7 | Schneider Electric plug-in intermediate relay 4CO with LED 48V AC; RXM4AB2E7 | RXM4AB2E7 | RXM4AB2E7 | 当日发货 | de1d4acefb9a0b6d.png.avif
施耐德电气 带灯按钮头(黄色)；ZB5AW353C | Schneider Electric illuminated button head (yellow); ZB5AW353C | ZB5AW353C | ZB5AW353C | 当日发货 | afc6c1ff6ffdf954.png.avif
施耐德电气 国产TeSys D Everlink系列三极接触器,50A,380V,50/60Hz；LC1D50AQ7C | Schneider Electric domestic TeSys D Everlink series three-pole contactor, 50A, 380V, 50/60Hz; LC1D50AQ7C | LC1D50AQ7C | LC1D50AQ7C | 当日发货 | c26c1677f7f752d6.jpg.avif
施耐德电气 国产TeSys D Everlink系列三极接触器,40A,380V,50/60Hz；LC1D40AQ7C | Schneider Electric domestic TeSys D Everlink series three-pole contactor, 40A, 380V, 50/60Hz; LC1D40AQ7C | LC1D40AQ7C | LC1D40AQ7C | 当日发货 | 31d79bab664b5847.jpg.avif
施耐德电气 Acti9系列断路器 剩余电流动作保护附件 Vigi iC65 2P 40A 300mA A VIGI ELE；A9V87240 | Schneider Electric Acti9 Series Circuit Breaker Residual Current Action Protection Accessory Vigi iC65 2P 40A 300mA A VIGI ELE; A9V87240 | A9V87240 | A9V87240 | 当日发货 | 1981f792b505c134.jpg.avif
施耐德电气 国产TeSys D系列三极交流接触器,115A,220V,50Hz；LC1D11500M5C | Schneider Electric domestic TeSys D series three-pole AC contactor, 115A, 220V, 50Hz; LC1D11500M5C | LC1D11500M5C | LC1D11500M5C | 当日发货 | a0c3197798206d79.jpg.avif
施耐德电气 塑壳断路器；NSC250S 18kA 200A 3P3T | Schneider Electric molded case circuit breaker; NSC250S 18kA 200A 3P3T | NSC250S3200N | NSC250S 18kA 200A 3P3T | 当日发货 | 66e017d0e3407997.png.avif
施耐德电气 带灯按钮基座；ZB4BW0B15 | Schneider Electric illuminated button base; ZB4BW0B15 | ZB4BW0B15 | ZB4BW0B15 | 当日发货 | 0c9d133ca3b3458f.png.avif
施耐德电气 小型断路器；OSMC32N3P C10A | Schneider Electric miniature circuit breaker; OSMC32N3P C10A | OSMC32N3C10 | OSMC32N3P C10A | 当日发货 | cf8961b41dea5fa7.png.avif
施耐德电气 插拔式中间继电器 4CO 24V DC；RXM4AB1BD | Schneider Electric plug-in intermediate relay 4CO 24V DC; RXM4AB1BD | RXM4AB1BD | RXM4AB1BD | 当日发货 | ff492a51c6b4c036.png.avif
施耐德电气 手柄选择开关2位,组合型号包含(选择开关头:ZB5AD3C+触点基座:ZB5AZ103C) | Schneider Electric 2-position handle selector switch, combination model includes (selector switch head: ZB5AD3C + contact base: ZB5AZ103C) | XB5AD33C | XB5AD33C | 当日发货 | dfaf1cfa09158292.jpg.avif
施耐德电气 3极接触器；LC1N0901CC5N | Schneider Electric 3-pole contactor; LC1N0901CC5N | LC1N0901CC5N | LC1N0901CC5N | 当日发货 | dcdcc17faf3be8d7.jpg.avif
施耐德电气 灯泡LED BA9S (红)；DL1-LED244 | Schneider Electric light bulb LED BA9S (red); DL1-LED244 | DL1-LED244 | DL1-LED244 | 当日发货 | 18be9d7b47123c30.jpg.avif
施耐德电气 EA9R,漏电保护断路器,1P+N,C20A/30mA/A类；EA9RN1C2030CA | Schneider Electric EA9R, leakage protection circuit breaker, 1P+N, C20A/30mA/A class; EA9RN1C2030CA | EA9RN1C2030CA | EA9RN1C2030CA | 当日发货 | c82c107ff614672f.jpg.avif
施耐德电气 塑壳断路器 固定式；EZD250E 250A 4P3T | Schneider Electric plastic case circuit breaker fixed; EZD250E 250A 4P3T | EZD250E4250N | EZD250E 250A 4P3T | 当日发货 | d3ed16be15ef21a6.png.avif
施耐德电气 小型断路器；iC65N 2P D1A | Schneider Electric Mini Circuit Breaker; iC65N 2P D1A | A9F19201 | iC65N 2P D1A | 当日发货 | d313940d04fddeb3.jpg.avif
施耐德电气 小型直流断路器；Acti9 iC65H DC 1P C 4A MCB | Schneider Electric Mini DC Circuit Breaker; Acti9 iC65H DC 1P C 4A MCB | A9N28104 | Acti9 iC65H DC 1P C 4A MCB | 当日发货 | 4b26ca13ab419511.jpg.avif
施耐德电气 TeSys接触器附件,Everlink接线盒；LAD96560C | Schneider Electric TeSys contactor accessories, Everlink junction box; LAD96560C | LAD96560C | LAD96560C |  | 3ea3a2614db2193f.jpg.avif
施耐德电气 塑壳断路器 固定式；EZD100M 30A 3P3T新 | Schneider Electric plastic case circuit breaker fixed; EZD100M 30A 3P3T new | EZD100M3030N | EZD100M 30A 3P3T新 | 当日发货 | 8cdc63ac9b33784d.png.avif
施耐德电气 国产 XB2B系列钥匙开关头；ZB2BG6C | Schneider Electric domestic XB2B series key switch head; ZB2BG6C | ZB2BG6C | ZB2BG6C | 当日发货 | 46c9965ac325021a.png.avif
施耐德电气 塑壳断路器 固定式；EZD100E 60A 4P3T | Schneider Electric plastic case circuit breaker fixed; EZD100E 60A 4P3T | EZD100E4060N | EZD100E 60A 4P3T | 当日发货 | 875489513f1ab279.png.avif
施耐德电气 塑壳断路器 固定式；EZD250M 250A 3P3T | Schneider Electric plastic case circuit breaker fixed; EZD250M 250A 3P3T | EZD250M3250N | EZD250M 250A 3P3T | 当日发货 | c03bc082c6696cb3.png.avif
施耐德电气 塑壳断路器 固定式；EZD100E 80A 4P3T | Schneider Electric plastic case circuit breaker fixed; EZD100E 80A 4P3T | EZD100E4080N | EZD100E 80A 4P3T | 当日发货 | be85306d40125c68.png.avif
施耐德电气 EA9R,漏电保护断路器,1P+N,C16A/30mA/A类；EA9RN1C1630CA | Schneider Electric EA9R, leakage protection circuit breaker, 1P+N, C16A/30mA/A class; EA9RN1C1630CA | EA9RN1C1630CA | EA9RN1C1630CA | 当日发货 | f1c5a5f175425304.jpg.avif
施耐德电气 小型断路器；Osmart K MCB 4.5kA 230V 3P C 63A | Schneider Electric Mini Circuit Breaker; Osmart K MCB 4.5kA 230V 3P C 63A | OSMC32a3C63KG | Osmart K MCB 4.5kA 230V 3P C 63A | 当日发货 | b0482069c4631fe9.jpg.avif
施耐德电气 平头按钮头(黄色)；ZB5AA5C | Schneider Electric flat button head (yellow); ZB5AA5C | ZB5AA5C | ZB5AA5C | 当日发货 | a69ad9b919b094a6.png.avif
施耐德电气 断路器附件 OF（1NO-NC）状态指示接点；A9N26924 | Schneider Electric circuit breaker accessories OF (1NO-NC) status indication contact; A9N26924 | A9N26924 | A9N26924 | 当日发货 | c7f768406af29207.png.avif
施耐德电气 塑壳断路器 固定式；EZD250M 200A 3P3T | Schneider Electric plastic case circuit breaker fixed; EZD250M 200A 3P3T | EZD250M3200N | EZD250M 200A 3P3T | 当日发货 | 80d695fd1379d30f.png.avif
施耐德电气 带灯平头按钮,组合型号包含(带灯按钮基座:ZB4BW0B35+带灯按钮头:ZB4BW333) | Schneider Electric illuminated flat button, combination model includes (illuminated button base: ZB4BW0B35 + illuminated button head: ZB4BW333) | XB4BW33B5 | XB4BW33B5 | 当日发货 | 28a93d81cd925ca1.png.avif
施耐德电气 塑壳断路器常用附件 分励线圈(SHT) 24VDC；EZDSHT024DC | Schneider Electric plastic case circuit breaker common accessories shunt coil (SHT) 24VDC; EZDSHT024DC | EZDSHT024DC | EZDSHT024DC | 当日发货 | 4bf897e8284231fd.png.avif
施耐德电气 LS8 漏电保护断路器 C曲线 16A 4.5kA 30mA A类 1P+N | Schneider Electric LS8 leakage protection circuit breaker C curve 16A 4.5kA 30mA Class A 1P+N | LS8D23616G | LS8D23616G | 次日发货 | 008a01!450450.jpg
施耐德电气 电磁式剩余电流动作保护附件,Vigi C120 AC class 30mA 4P；A9N18569 | Schneider Electric electromagnetic residual current action protection accessory, Vigi C120 AC class 30mA 4P; A9N18569 | A9N18569 | A9N18569 | 当日发货 | 87a147bc627f5042.png.avif
施耐德电气 塑壳断路器常用附件 延伸旋转手柄；30185 | Schneider Electric Common Accessories for Molded Case Circuit Breakers Extended Rotary Handle; 30185 | 30185 | 30185 | 当日发货 | 54daf936a0994a68.png.avif
施耐德电气 国产TeSys D系列三极交流接触器,170A,380V,50Hz；LC1D17000Q5CS002 | Schneider Electric domestic TeSys D series three-pole AC contactor, 170A, 380V, 50Hz; LC1D17000Q5CS002 | LC1D17000Q5CS002 | LC1D17000Q5CS002 | 当日发货 | f097c545f02e42d5.jpg.avif
施耐德电气 插拔式中间继电器,2CO 230V AC；RXM2AB1P7 | Schneider Electric plug-in intermediate relay, 2CO 230V AC; RXM2AB1P7 | RXM2AB1P7 | RXM2AB1P7 | 当日发货 | e78b95005549492c.jpg.avif
施耐德电气 接口继电器附件，塑料保护夹子；RSZR215 | Schneider Electric interface relay accessories, plastic protective clip; RSZR215 | RSZR215 | RSZR215 | 当日发货 | d533a9099807ae6e.png.avif
施耐德电气 小型断路器；Osmart K MCB 6kA 230V 3P C 20A | Schneider Electric Mini Circuit Breaker; Osmart K MCB 6kA 230V 3P C 20A | OSMC32N3C20KG | Osmart K MCB 6kA 230V 3P C 20A | 当日发货 | d71f88f5016ffd8d.jpg.avif
施耐德电气 EA9R,漏电保护断路器,3P,C25A/30mA/A类；EA9RN3C2530CA | Schneider Electric EA9R, leakage protection circuit breaker, 3P, C25A/30mA/A class; EA9RN3C2530CA | EA9RN3C2530CA | EA9RN3C2530CA | 当日发货 | 2d26eee356197c2d.png.avif
施耐德电气 小型断路器,新型EA9AH 2P C100A；EA9AH2C100NEW | Schneider Electric small circuit breaker, new EA9AH 2P C100A; EA9AH2C100NEW | EA9AH2C100NEW | EA9AH2C100NEW | 当日发货 | 9bb3841ef6b6b3d2.png.avif
施耐德电气 EA9C65,漏电保护断路器,1P+N,C32A/30mA/A类；EA9C65C3230CA | Schneider Electric EA9C65, leakage protection circuit breaker, 1P+N, C32A/30mA/A class; EA9C65C3230CA | EA9C65C3230CA | EA9C65C3230CA | 当日发货 | cda71863b42f340b.jpg.avif
施耐德电气 Vario系列负荷开关附加中性极模块，50和63A；VZ12 | Schneider Electric Vario series load switches with additional neutral pole module, 50 and 63A; VZ12 | VZ12 | VZ12 | 当日发货 | fd436db099cc3da3.jpg.avif
施耐德电气 中间继电器附件塑料保护夹子；RXZR335 | Schneider Electric intermediate relay accessory plastic protective clip; RXZR335 | RXZR335 | RXZR335 | 当日发货 | fd90e74a0ef88456.png.avif
施耐德电气 Acti9系列断路器 剩余电流动作保护附件 Vigi iC65 4P 63A 300mA A VIGI ELE；A9V38463 | Schneider Electric Acti9 Series Circuit Breaker Residual Current Action Protection Accessory Vigi iC65 4P 63A 300mA A VIGI ELE; A9V38463 | A9V38463 | A9V38463 | 当日发货 | ece0c4eee4792156.jpg.avif
施耐德电气 指示灯基座(24v)；ZB4BVB1 | Schneider Electric indicator light base (24v); ZB4BVB1 | ZB4BVB1 | ZB4BVB1 | 当日发货 | 9e330d962502f6b9.png.avif
施耐德电气 EA9C65,漏电保护断路器,1P+N,C10A/30mA/A类；EA9C65C1030CA | Schneider Electric EA9C65, leakage protection circuit breaker, 1P+N, C10A/30mA/A class; EA9C65C1030CA | EA9C65C1030CA | EA9C65C1030CA | 当日发货 | c641e206260c3e5e.jpg.avif
施耐德电气 TeSys D系列热过载继电器,整定电流23-32A 690V AC,class 10A；LRD332C | Schneider Electric TeSys D series thermal overload relay, set current 23-32A 690V AC, class 10A; LRD332C | LRD332C | LRD332C | 当日发货 | b9289c36648efabb.jpg.avif
施耐德电气 小型断路器；iC65L 2P C10A | Schneider Electric Mini Circuit Breaker; iC65L 2P C10A | A9F38210 | iC65L 2P C10A | 当日发货 | 34255ee24868b418.png.avif
施耐德电气 小型断路器,新型EA9AH 3P C80A；EA9AH3C80NEW | Schneider Electric small circuit breaker, new EA9AH 3P C80A; EA9AH3C80NEW | EA9AH3C80NEW | EA9AH3C80NEW | 当日发货 | 9cdc78a408ce6aa9.png.avif
施耐德电气 小型断路器；Osmart K MCB 6kA 230V 1P C 3A | Schneider Electric Mini Circuit Breaker; Osmart K MCB 6kA 230V 1P C 3A | OSMC32N1C3KG | Osmart K MCB 6kA 230V 1P C 3A | 当日发货 | 5b5a16c9ea1bb06a.jpg.avif
施耐德电气 塑壳断路器；NSC100B 10kA 60A 3P3T | Schneider Electric molded case circuit breaker; NSC100B 10kA 60A 3P3T | NSC100B3060N | NSC100B 10kA 60A 3P3T | 当日发货 | 1088b234cb8e7e4c.png.avif
施耐德电气 小型断路器；iC65H 2P C2A | Schneider Electric Mini Circuit Breaker; iC65H 2P C2A | A9F28202 | iC65H 2P C2A | 当日发货 | 97ed44bbaa840dfa.png.avif
施耐德电气 国产TeSys D系列三极交流接触器,115A,380V,50/60Hz；LC1D11500Q7C | Schneider Electric domestic TeSys D series three-pole AC contactor, 115A, 380V, 50/60Hz; LC1D11500Q7C | LC1D11500Q7C | LC1D11500Q7C | 当日发货 | 1c506a5cea34dbdc.jpg.avif
施耐德电气 小型断路器；iC65H 1P C2A | Schneider Electric Mini Circuit Breaker; iC65H 1P C2A | A9F28102 | iC65H 1P C2A | 当日发货 | 70fdf271ccb56bfa.png.avif
施耐德电气 断路器；C120H 4P C 125A | Schneider Electric circuit breaker; C120H 4P C 125A | A9N19827 | C120H 4P C 125A | 当日发货 | da995e97168cffdd.png.avif
施耐德电气 塑壳断路器 电动机保护；EZD100M MA20A 3P3T | Schneider Electric plastic case circuit breaker motor protection; EZD100M MA20A 3P3T | EZD100M3020MAN | EZD100M MA20A 3P3T | 当日发货 | 74bc5aefd128b392.png.avif
施耐德电气 塑壳断路器常用附件 绝缘附件 相间隔板 一组6片；LV432570 | Schneider Electric common accessories for molded case circuit breakers, insulation accessories, phase partitions, a set of 6 pieces; LV432570 | LV432570 | LV432570 | 当日发货 | 297067ff95d239ed.png.avif
施耐德电气 小型断路器；iC65N 1P D1A | Schneider Electric Mini Circuit Breaker; iC65N 1P D1A | A9F19101 | iC65N 1P D1A | 当日发货 | 5b77229686a6bea9.jpg.avif
施耐德电气 EA9R,漏电保护断路器,2P,C50A/30mA/A类；EA9RN2C5030CA | Schneider Electric EA9R, leakage protection circuit breaker, 2P, C50A/30mA/A class; EA9RN2C5030CA | EA9RN2C5030CA | EA9RN2C5030CA | 当日发货 | 32c18580362775cc.png.avif
施耐德电气 国产TeSys D系列三极交流接触器,170A,220V,50Hz；LC1D17000M5CS002 | Schneider Electric domestic TeSys D series three-pole AC contactor, 170A, 220V, 50Hz; LC1D17000M5CS002 | LC1D17000M5CS002 | LC1D17000M5CS002 | 当日发货 | 8a844f194ee6b351.jpg.avif
施耐德电气 小型断路器,新型EA9AH 3P D100A；EA9AH3D100NEW | Schneider Electric small circuit breaker, new EA9AH 3P D100A; EA9AH3D100NEW | EA9AH3D100NEW | EA9AH3D100NEW | 当日发货 | 63e15db0ee6b4a04.png.avif
施耐德电气 EA9R,漏电保护断路器,4P,C50A/30mA/A类；EA9RN4C5030CA | Schneider Electric EA9R, leakage protection circuit breaker, 4P, C50A/30mA/A class; EA9RN4C5030CA | EA9RN4C5030CA | EA9RN4C5030CA | 当日发货 | a85e2a97ec1b5a4b.jpg.avif
施耐德电气 国产TeSys D系列三极交流接触器,80A,110V,50/60Hz；LC1D80F7C | Schneider Electric domestic TeSys D series three-pole AC contactor, 80A, 110V, 50/60Hz; LC1D80F7C | LC1D80F7C | LC1D80F7C | 当日发货 | 582cb5e6a68ad120.jpg.avif
施耐德电气 塑壳断路器 固定式；EZD250E 225A 3P3T | Schneider Electric plastic case circuit breaker fixed; EZD250E 225A 3P3T | EZD250E3225N | EZD250E 225A 3P3T | 当日发货 | e68f9cc400927a84.png.avif
施耐德电气 小型断路器；iC65H 3P D32A | Schneider Electric Mini Circuit Breaker; iC65H 3P D32A | A9F29332 | iC65H 3P D32A | 当日发货 | 7fdd0455ef4d483e.png.avif
施耐德电气 小型断路器Acti9 iC65N 4P C 80A MCB；A9F18480 | Schneider Electric Mini Circuit Breaker Acti9 iC65N 4P C 80A MCB; A9F18480 | A9F18480 | A9F18480 | 当日发货 | 3a9799730bb9cd69.jpg.avif
施耐德电气 小型断路器,新型EA9AH 4P C100A；EA9AH4C100NEW | Schneider Electric small circuit breaker, new EA9AH 4P C100A; EA9AH4C100NEW | EA9AH4C100NEW | EA9AH4C100NEW | 当日发货 | d80105b64bd7746b.png.avif
施耐德电气 小型直流断路器；Acti9 iC65N DC 2P C 25A MCB | Schneider Electric Mini DC Circuit Breaker; Acti9 iC65N DC 2P C 25A MCB | A9N18225 | Acti9 iC65N DC 2P C 25A MCB | 当日发货 | 6ad838aab9435b8c.jpg.avif
施耐德电气 小型断路器；OSMC32N3P C25A | Schneider Electric miniature circuit breaker; OSMC32N3P C25A | OSMC32N3C25 | OSMC32N3P C25A | 当日发货 | 32d2ddaf76b6f608.jpg.avif
施耐德电气 LS8 小型断路器 6kA 400V 2P C 16A | Schneider Electric LS8 Miniature Circuit Breaker 6kA 400V 2P C 16A | LS8F18216G | LS8F18216G | 次日发货 | 17a565ed3093e8e9.jpg.avif
施耐德电气 小型直流断路器；Acti9 iC65H DC 1P C 6A MCB | Schneider Electric Mini DC Circuit Breaker; Acti9 iC65H DC 1P C 6A MCB | A9N28106 | Acti9 iC65H DC 1P C 6A MCB | 当日发货 | 4b26ca13ab419511.jpg.avif
施耐德电气 断路器；iC65N 2P D3A | Schneider Electric circuit breaker; iC65N 2P D3A | A9F19203 | iC65N 2P D3A | 当日发货 | 14ae33b06b276d92.jpg.avif
施耐德电气 TeSys接触器辅助触点模块，1NO+1NC；LADN11 | Schneider Electric TeSys contactor auxiliary contact module, 1NO+1NC; LADN11 | LADN11 | LADN11 |  | bb157a9c25617a87.jpg.avif
施耐德电气 国产TeSys D Everlink系列三极接触器,40A,36V,50/60Hz；LC1D40ACC7C | Schneider Electric domestic TeSys D Everlink series three-pole contactor, 40A, 36V, 50/60Hz; LC1D40ACC7C | LC1D40ACC7C | LC1D40ACC7C | 当日发货 | 31d79bab664b5847.jpg.avif
施耐德电气 橙色带灯2位选择开关；ZB5AK1253C | Schneider Electric orange illuminated 2-position selector switch; ZB5AK1253C | ZB5AK1253C | ZB5AK1253C | 当日发货 | 361c8668d8317a1a.png.avif
施耐德电气 小型断路器；iC65H 2P C20A | Schneider Electric Mini Circuit Breaker; iC65H 2P C20A | A9F28220 | iC65H 2P C20A | 当日发货 | abbd71c7aaef0889.png.avif
施耐德电气 热过载继电器；LRN359N | Schneider Electric thermal overload relay; LRN359N | LRN359N | LRN359N | 当日发货 | cdcca1ae375d9b41.jpg.avif
施耐德电气 塑壳断路器 NSX100F 36kA AC 3P3D 100A TMD；C10F3TM100 | Schneider Electric Molded Case Circuit Breaker NSX100F 36kA AC 3P3D 100A TMD; C10F3TM100 | C10F3TM100 | C10F3TM100 | 当日发货 | 6627085e19c51789.jpg.avif
施耐德电气 塑壳断路器 固定式；EZD160E 125A 4P3T | Schneider Electric plastic case circuit breaker fixed; EZD160E 125A 4P3T | EZD160E4125N | EZD160E 125A 4P3T | 当日发货 | 1814269403a8a0d3.png.avif
施耐德电气 塑壳断路器；NSC60E 7.5kA 40A 3P3T | Schneider Electric molded case circuit breaker; NSC60E 7.5kA 40A 3P3T | NSC60E3040N | NSC60E 7.5kA 40A 3P3T | 当日发货 | b7c28157a4d54738.png.avif
施耐德电气 平板式开关电源；ABL2REM24015K | Schneider Electric flat-panel switching power supply; ABL2REM24015K | ABL2REM24015K | ABL2REM24015K | 当日发货 | b15aade0a729e724.jpg.avif
施耐德电气 TeSys D 延时辅助触点模块, 通电延时, 0.3-3s秒, 螺钉；LADT0 | Schneider Electric TeSys D time delay auxiliary contact module, power-on delay, 0.3-3s seconds, screw; LADT0 | LADT0 | LADT0 |  | 017cff8ac9b7fe39.jpg.avif
施耐德电气 LS8 小型断路器 6kA 230V 1P C 16A | Schneider Electric LS8 Miniature Circuit Breaker 6kA 230V 1P C 16A | LS8F18116G | LS8F18116G | 次日发货 | 67ee35f159db0475.jpg.avif
施耐德电气 国产 XB2B系列复位按钮头(带罩),绿色；ZB2BP3C | Schneider Electric domestic XB2B series reset button head (with cover), green; ZB2BP3C | ZB2BP3C | ZB2BP3C | 当日发货 | 0ffee8863a7d3247.png.avif
施耐德电气 接触器附件,机械互锁；LAD9V2 | Schneider Electric contactor accessories, mechanical interlock; LAD9V2 | LAD9V2 | LAD9V2 |  | 16e4bf7f41d19f82.png.avif
施耐德电气 小型断路器；Osmart K MCB 6kA 230V 2P C 6A | Schneider Electric Mini Circuit Breaker; Osmart K MCB 6kA 230V 2P C 6A | OSMC32N2C6KG | Osmart K MCB 6kA 230V 2P C 6A | 当日发货 | 8b3786a5c1bd9783.jpg.avif
施耐德电气 国产TeSys D系列三极交流接触器,12A,48V,50/60Hz；LC1D12E7C | Schneider Electric domestic TeSys D series three-pole AC contactor, 12A, 48V, 50/60Hz; LC1D12E7C | LC1D12E7C | LC1D12E7C | 当日发货 | 479ea1163d2adc7f.jpg.avif
施耐德电气 3极接触器；LC1N40F5N | Schneider Electric 3-pole contactor; LC1N40F5N | LC1N40F5N | LC1N40F5N | 当日发货 | d7ca1d79651346be.jpg.avif
施耐德电气 平板式开关电源；ABL2REM24085K | Schneider Electric flat-panel switching power supply; ABL2REM24085K | ABL2REM24085K | ABL2REM24085K | 当日发货 | e34da6a63356658c.jpg.avif
施耐德电气 塑壳断路器；NSC100S 18kA 80A 3P3T | Schneider Electric molded case circuit breaker; NSC100S 18kA 80A 3P3T | NSC100S3080N | NSC100S 18kA 80A 3P3T | 当日发货 | cc75d591d61dd812.png.avif
施耐德电气 小型断路器,EA9AN 2P D40A；EA9AN2D40 | Schneider Electric miniature circuit breaker, EA9AN 2P D40A; EA9AN2D40 | EA9AN2D40 | EA9AN2D40 | 当日发货 | 0c39b3656bfcb686.png.avif
施耐德电气 塑壳断路器常用附件 插入式套件 短端子护套3P；LV429515 | Schneider Electric Common Accessories for Molded Case Circuit Breakers Plug-in Kit Short Terminal Sheath 3P; LV429515 | LV429515 | LV429515 | 当日发货 | 468b4566060ea800.png.avif
施耐德电气 接触器延时模块，通电延时，1-30秒；LADS2 | Schneider Electric contactor delay module, power on delay, 1-30 seconds; LADS2 | LADS2 | LADS2 |  | d1400b4b7e7a98f6.jpg.avif
施耐德电气 小型断路器,EA9AN 4P C20A；EA9AN4C20 | Schneider Electric miniature circuit breaker, EA9AN 4P C20A; EA9AN4C20 | EA9AN4C20 | EA9AN4C20 | 当日发货 | 554deffc8db275e7.png.avif
施耐德电气 小型断路器；iC65H 3P C20A | Schneider Electric Mini Circuit Breaker; iC65H 3P C20A | A9F28320 | iC65H 3P C20A | 当日发货 | a94dc764ecfbf728.png.avif
施耐德电气 自恢复过欠压保护器；Acti9 iCNV 3PN 80A 400V | Schneider Electric self-restoring overvoltage and undervoltage protector; Acti9 iCNV 3PN 80A 400V | A9C69480 | A9C69480 | 当日发货 | b00566b106ed5552.jpg.avif
施耐德电气 塑壳断路器 固定式；CVS100F TM100D 3P3D | Schneider Electric plastic case circuit breaker fixed; CVS100F TM100D 3P3D | LV510337 | CVS100F TM100D 3P3D | 当日发货 | 41583c989537bcb9.png.avif
施耐德电气 功率型中间继电器；RPF2ABD | Schneider Electric power intermediate relay; RPF2ABD | RPF2ABD | RPF2ABD | 当日发货 | 56a24f775afcee40.png.avif
施耐德电气 插拔式中间继电器 2副触点,5A,无指示灯,24VAC；RXM2LB1B7 | Schneider Electric plug-in intermediate relay 2 pairs of contacts, 5A, no indicator light, 24VAC; RXM2LB1B7 | RXM2LB1B7 | RXM2LB1B7 | 当日发货 | 65a6bc1706072d2e.jpg.avif
施耐德电气 急停按钮,32mm蘑菇头,2NC,红色；XB6ETN521P | Schneider Electric emergency stop button, 32mm mushroom head, 2NC, red; XB6ETN521P | XB6ETN521P | XB6ETN521P | 当日发货 | 8a3842ece08dd867.png.avif
施耐德电气 国产TeSys D Everlink系列三极接触器,40A,48V,50/60Hz；LC1D40AE7C | Schneider Electric domestic TeSys D Everlink series three-pole contactor, 40A, 48V, 50/60Hz; LC1D40AE7C | LC1D40AE7C | LC1D40AE7C | 当日发货 | 31d79bab664b5847.jpg.avif
施耐德电气 断路器；C120H 4P D 80A | Schneider Electric circuit breaker; C120H 4P D 80A | A9N19815 | C120H 4P D 80A | 当日发货 | 890ea4b6174888ac.png.avif
施耐德电气 塑壳断路器 电动机保护；EZD100M MA40A 3P3T | Schneider Electric plastic case circuit breaker motor protection; EZD100M MA40A 3P3T | EZD100M3040MAN | EZD100M MA40A 3P3T | 当日发货 | 29cacd20173f8298.png.avif
施耐德电气 小型断路器；OSMC32N2P C4A | Schneider Electric miniature circuit breaker; OSMC32N2P C4A | OSMC32N2C4 | OSMC32N2P C4A | 当日发货 | 0544e4b813e8895b.png.avif
施耐德电气 塑壳断路器 NSX160F 36kA AC 3P3D 160A TMD；C16F3TM160 | Schneider Electric Molded Case Circuit Breaker NSX160F 36kA AC 3P3D 160A TMD; C16F3TM160 | C16F3TM160 | C16F3TM160 | 当日发货 | 3c97b031a24f7359.jpg.avif
施耐德电气 2位选择开关,组合型号包含(带触点基座:ZB2BZ101C+选择开关头:ZB2BJ2C) | Schneider Electric 2-position selector switch, combination model includes (with contact base: ZB2BZ101C + selector switch head: ZB2BJ2C) | XB2BJ21C | XB2BJ21C | 当日发货 | 20891a5049048d2d.png.avif
施耐德电气 小型断路器；iC65L 2P C16A | Schneider Electric Mini Circuit Breaker; iC65L 2P C16A | A9F38216 | iC65L 2P C16A | 当日发货 | f1ff07ba0a07cc2e.png.avif
施耐德电气 小型断路器,EA9AN 2P C50A；EA9AN2C50 | Schneider Electric miniature circuit breaker, EA9AN 2P C50A; EA9AN2C50 | EA9AN2C50 | EA9AN2C50 | 当日发货 | 17a9a7917317a026.png.avif
施耐德电气 红色带灯底座24V AC/DC+1NO触点模块；ZB5AW0B41C | Schneider Electric red lighted base 24V AC/DC+1NO contact module; ZB5AW0B41C | ZB5AW0B41C | ZB5AW0B41C | 当日发货 | 6d76d520be2cf496.png.avif
施耐德电气 塑壳断路器 电动机保护；EZD100M MA30A 3P3T | Schneider Electric plastic case circuit breaker motor protection; EZD100M MA30A 3P3T | EZD100M3030MAN | EZD100M MA30A 3P3T | 当日发货 | aea86a96cca9c7b8.png.avif
施耐德电气 功率型中间继电器；RPM42P7 | Schneider Electric power intermediate relay; RPM42P7 | RPM42P7 | RPM42P7 | 当日发货 | 323b0fbc126b101d.png.avif
施耐德电气 塑壳断路器，EZD100E 40A 3P3T Motor Protection | Schneider Electric Molded Case Circuit Breaker, EZD100E 40A 3P3T Motor Protection | EZD100E3040MAN | EZD100E3040MAN | 当日发货 | 846c260cef5a4cc1.jpg.avif
施耐德电气 国产TeSys D Everlink系列三极接触器,50A,36V,50/60Hz；LC1D50ACC7C | Schneider Electric domestic TeSys D Everlink series three-pole contactor, 50A, 36V, 50/60Hz; LC1D50ACC7C | LC1D50ACC7C | LC1D50ACC7C | 当日发货 | 5fdcfb9d30ddb28a.jpg.avif
施耐德电气 TeSys 热磁式电动机断路器,旋钮控制,整定电流17-23A,最大分断能力Icu 50kA；GV2PM21C | Schneider Electric TeSys thermal magnetic motor circuit breaker, knob control, set current 17-23A, maximum breaking capacity Icu 50kA; GV2PM21C | GV2PM21C | GV2PM21C | 当日发货 | dee1150f4129b050.jpg.avif
施耐德电气 接口继电器；RSB2A080P7 | Schneider Electric interface relay; RSB2A080P7 | RSB2A080P7 | RSB2A080P7 | 当日发货 | 55834578b1e7a3ca.png.avif
施耐德电气 国产TeSys D Everlink系列三极接触器,50A,24V,50/60Hz；LC1D50AB7C | Schneider Electric domestic TeSys D Everlink series three-pole contactor, 50A, 24V, 50/60Hz; LC1D50AB7C | LC1D50AB7C | LC1D50AB7C | 当日发货 | 7735bfd03ea5d3f8.jpg.avif
施耐德电气 小型断路器；OSMC32N3P D16A | Schneider Electric miniature circuit breaker; OSMC32N3P D16A | OSMC32N3D16 | OSMC32N3P D16A | 当日发货 | a6067c27842f7860.png.avif
施耐德电气 国产TeSys D系列三极交流接触器,9A,36V,50/60Hz；LC1D09CC7C | Schneider Electric domestic TeSys D series three-pole AC contactor, 9A, 36V, 50/60Hz; LC1D09CC7C | LC1D09CC7C | LC1D09CC7C | 当日发货 | 7e4945816eda139e.jpg.avif
施耐德电气 塑壳断路器附件，黑色普通延伸旋转手柄；NSC250ROTEO | Schneider Electric molded case circuit breaker accessories, black ordinary extension rotary handle; NSC250ROTEO | NSC250ROTEO | NSC250ROTEO | 当日发货 | 79a209f2290ce72a.jpg.avif
施耐德电气 平板式开关电源；ABL2REM24100K | Schneider Electric flat-panel switching power supply; ABL2REM24100K | ABL2REM24100K | ABL2REM24100K | 当日发货 | 71b8226aa889c162.jpg.avif
施耐德电气 Easy9剩余电流动作保护断路器；MGNEA9C45D2030CA | Schneider Electric Easy9 residual current action protection circuit breaker; MGNEA9C45D2030CA | MGNEA9C45D2030CA | MGNEA9C45D2030CA | 当日发货 | b7a71a05b574a25b.jpg.avif
施耐德电气 插拔式中间继电器 4CO 230V AC；RXM4AB1P7 | Schneider Electric plug-in intermediate relay 4CO 230V AC; RXM4AB1P7 | RXM4AB1P7 | RXM4AB1P7 | 当日发货 | a4d6e47b478e7f97.png.avif
施耐德电气 塑壳断路器常用附件 直接旋转手柄；EZDROTDS | Schneider Electric Common Accessories for Molded Case Circuit Breakers Direct Rotary Handle; EZDROTDS | EZDROTDS | EZDROTDS | 当日发货 | f4032e1298ae932e.png.avif
施耐德电气 小型断路器；OSMC32N2P D10A | Schneider Electric miniature circuit breaker; OSMC32N2P D10A | OSMC32N2D10 | OSMC32N2P D10A | 当日发货 | e61c0757c637929a.png.avif
施耐德电气 国产TeSys D系列三极交流接触器,18A,230V,50/60Hz；LC1D18P7C | Schneider Electric domestic TeSys D series three-pole AC contactor, 18A, 230V, 50/60Hz; LC1D18P7C | LC1D18P7C | LC1D18P7C | 当日发货 | bf60a86b5423b7b1.jpg.avif
施耐德电气 3位选择开关,组合型号包含(带触点基座:ZB2BZ103C+选择开关头:ZB2BJ5C) | Schneider Electric 3-position selector switch, combination model includes (with contact base: ZB2BZ103C + selector switch head: ZB2BJ5C) | XB2BJ53C | XB2BJ53C | 当日发货 | a3a3e577f84aec0c.png.avif
施耐德电气 微型断路器；A9P09620 | Schneider Electric miniature circuit breaker; A9P09620 | A9P09620 | A9P09620 |  | 675da74630847423.jpg.avif
施耐德电气 小型断路器,新型EA9AH 3P D125A ；EA9AH3D125NEW | Schneider Electric small circuit breaker, new EA9AH 3P D125A; EA9AH3D125NEW | EA9AH3D125NEW | EA9AH3D125NEW | 当日发货 | 5fe82d20313388f2.png.avif
施耐德电气 3位带钥匙选择开关,组合型号包含(带触点基座:ZB2BZ103C+钥匙开关头:ZB2BG0C) | Schneider Electric 3-position key selector switch, combination model includes (contact base: ZB2BZ103C + key switch head: ZB2BG0C) | XB2BG03C | XB2BG03C | 当日发货 | 2b98fdbaa9cfb1b9.png.avif
施耐德电气 EA9ZGQ自恢复过欠压保护器 2P,63A；EA9ZGQ263 | Schneider Electric EA9ZGQ self-restoring over-voltage and under-voltage protector 2P, 63A; EA9ZGQ263 | EA9ZGQ263 | EA9ZGQ263 | 当日发货 | 06c40892ca7fb729.png.avif
施耐德电气 接触器辅助触点1NO+1NC 螺栓式 L1/R1 | Schneider Electric contactor auxiliary contact 1NO+1NC bolt type L1/R1 | LAG8N11P | LAG8N11P |  | 78dc1fa9e9698d67.jpg.avif
施耐德电气 塑壳断路器 电动机保护；EZD160M MA160A 3P3T | Schneider Electric plastic case circuit breaker motor protection; EZD160M MA160A 3P3T | EZD160M3160MAN | EZD160M MA160A 3P3T | 当日发货 | 7852d0abb2ad89df.png.avif
施耐德电气 塑壳断路器 电动机保护；EZD400E MA320A 3P3T | Schneider Electric plastic case circuit breaker motor protection; EZD400E MA320A 3P3T | EZD400E3320MAK | EZD400E MA320A 3P3T | 当日发货 | 92a734411054ea05.png.avif
施耐德电气 塑壳断路器 固定式；EZD630E 600A 3P3T | Schneider Electric plastic case circuit breaker fixed; EZD630E 600A 3P3T | EZD630E3600K | EZD630E 600A 3P3T | 当日发货 | 3e8b6e97b99e87a3.png.avif
施耐德电气 塑壳断路器 电动机保护；EZD100M MA80A 3P3T | Schneider Electric plastic case circuit breaker motor protection; EZD100M MA80A 3P3T | EZD100M3080MAN | EZD100M MA80A 3P3T | 当日发货 | 9a84ca97bea6055a.png.avif
施耐德电气 小型断路器；iC65H 3P C16A | Schneider Electric Mini Circuit Breaker; iC65H 3P C16A | A9F28316 | iC65H 3P C16A | 当日发货 | c1f2688dfdd5c0d9.png.avif
施耐德电气 自复位带灯按钮,长方形,绿色,24V,1NO/NC；XB6EDW3B1F | Schneider Electric self-reset illuminated button, rectangular, green, 24V, 1NO/NC; XB6EDW3B1F | XB6EDW3B1F | XB6EDW3B1F | 当日发货 | e74591ce1590f8b7.png.avif
施耐德电气 复位按钮头(平头),绿色；ZB4BA3 | Schneider Electric reset button head (flat head), green; ZB4BA3 | ZB4BA3 | ZB4BA3 | 当日发货 | f4f51e867d9c4796.png.avif
施耐德电气 小型断路器；iC65L 2P D16A | Schneider Electric Mini Circuit Breaker; iC65L 2P D16A | A9F39216 | iC65L 2P D16A | 当日发货 | 91851e2490a83a0c.png.avif
施耐德电气 小型断路器；iC65H 4P D32A | Schneider Electric Mini Circuit Breaker; iC65H 4P D32A | A9F29432 | iC65H 4P D32A | 当日发货 | 7250d3ab3dcc8216.png.avif
施耐德电气 小型断路器；iC65H 3P D25A | Schneider Electric Mini Circuit Breaker; iC65H 3P D25A | A9F29325 | iC65H 3P D25A | 当日发货 | 965cd70ec0695bfe.png.avif
施耐德电气 国产 XA2系列模块式按钮,（XB7 中端演变产品）380V以下交流指示灯-红色；XA2EVQ4LC | Schneider Electric domestic XA2 series modular buttons, (XB7 mid-range evolution product) AC indicator light below 380V - red; XA2EVQ4LC | XA2EVQ4LC | XA2EVQ4LC | 当日发货 | dd2623bb6dbd8915.png.avif
施耐德电气 白色平头带灯按钮,组合型号包含(带灯按钮头:ZB5AW313C+带灯底座:ZB5AW0B11C) | Schneider Electric white flat head illuminated button, combination model includes (illuminated button head: ZB5AW313C + illuminated base: ZB5AW0B11C) | XB5AW31B1C | XB5AW31B1C | 当日发货 | 00aa408faebc2a8e.png.avif
施耐德电气 小型断路器；OSMC32N1P C16A | Schneider Electric miniature circuit breaker; OSMC32N1P C16A | OSMC32N1C16 | OSMC32N1P C16A | 当日发货 | 8f9d3cbe18e072fb.png.avif
施耐德电气 小型断路器；OSMC32N3P C63A | Schneider Electric miniature circuit breaker; OSMC32N3P C63A | OSMC32N3C63 | OSMC32N3P C63A | 当日发货 | 79c63090af494cd7.png.avif
施耐德电气 安装基座+触点模块 1NC；ZB4BZ102 | Schneider Electric mounting base + contact module 1NC; ZB4BZ102 | ZB4BZ102 | ZB4BZ102 | 当日发货 | d9795dc0f9c389dd.png.avif
施耐德电气 EasyPact TVS 120A 接触器,220V,50Hz；LC1E120M5N | Schneider Electric EasyPact TVS 120A contactor, 220V, 50Hz; LC1E120M5N | LC1E120M5N | LC1E120M5N | 当日发货 | 3a56090abd9c68f8.jpg.avif
施耐德电气 小型直流断路器；Acti9 iC65H DC 2P C 16A MCB | Schneider Electric Mini DC Circuit Breaker; Acti9 iC65H DC 2P C 16A MCB | A9N28216 | Acti9 iC65H DC 2P C 16A MCB | 当日发货 | 3042dff458c8e6d3.jpg.avif
施耐德电气 指示灯,圆形,绿色,带24V LED；XB6EAV3BF | Schneider Electric indicator light, round, green, with 24V LED; XB6EAV3BF | XB6EAV3BF | XB6EAV3BF | 当日发货 | 4de19b3b3a06e506.png.avif
施耐德电气 小型断路器,EA9AN 4P D16A；EA9AN4D16 | Schneider Electric miniature circuit breaker, EA9AN 4P D16A; EA9AN4D16 | EA9AN4D16 | EA9AN4D16 | 当日发货 | 4d3d4939d65e40fd.png.avif
施耐德电气 国产 XB2B系列带灯按钮头(凸头),红色；ZB2BW14C | Schneider Electric domestic XB2B series illuminated button head (protruding head), red; ZB2BW14C | ZB2BW14C | ZB2BW14C | 当日发货 | 261b751d4b0297dd.jpg.avif
施耐德电气 国产 XB2B系列复位按钮头(平头,带功能符号),绿色；ZB2BA331C | Schneider Electric domestic XB2B series reset button head (flat head, with function symbol), green; ZB2BA331C | ZB2BA331C | ZB2BA331C | 当日发货 | 1f1741fa24f4fa83.png.avif
施耐德电气 电动机断路器附件；GV2APN01 | Schneider Electric Motor Circuit Breaker Accessories; GV2APN01 | GV2APN01 | GV2APN01 | 次日发货 | 0f8587aa802c6d71.png.avif
施耐德电气 TeSys 热磁式电动机断路器,旋钮控制,整定电流30-40A,最大分断能力Icu 50kA；GV3P40 | Schneider Electric TeSys thermal magnetic motor circuit breaker, knob control, set current 30-40A, maximum breaking capacity Icu 50kA; GV3P40 | GV3P40 | GV3P40 | 当日发货 | d1d6d941597ff5fd.jpg.avif
施耐德电气 3极接触器；LC1N40Q5N | Schneider Electric 3-pole contactor; LC1N40Q5N | LC1N40Q5N | LC1N40Q5N | 当日发货 | 1faae1b31871ce4a.jpg.avif
施耐德电气 3层灯柱，24V，带蜂鸣器，直接安装；XVGB3SW | Schneider Electric 3-layer lamp post, 24V, with buzzer, direct installation; XVGB3SW | XVGB3SW | XVGB3SW | 当日发货 | 5188cb5792c7a665.png.avif
施耐德电气 蓝色带灯底座24V AC/DC+1NO触点模块；ZB5AW0B61C | Schneider Electric blue lighted base 24V AC/DC+1NO contact module; ZB5AW0B61C | ZB5AW0B61C | ZB5AW0B61C | 当日发货 | 0d9e3c3cfdf0362d.png.avif
施耐德电气 塑壳断路器 固定式；EZD100M 75A 3P3T新 | Schneider Electric plastic case circuit breaker fixed; EZD100M 75A 3P3T new | EZD100M3075N | EZD100M 75A 3P3T新 | 当日发货 | 96ec9a9c7ea25c17.png.avif
施耐德电气 插拔式中间继电器 3CO 带LED 120V AC；RXM3AB2F7 | Schneider Electric plug-in intermediate relay 3CO with LED 120V AC; RXM3AB2F7 | RXM3AB2F7 | RXM3AB2F7 | 当日发货 | ea77247eb3dd7fce.png.avif
施耐德电气 进口TeSys D系列三极交流接触器,直流线圈,9A,24VDC,低功耗；LC1D09BL | Schneider Electric imported TeSys D series three-pole AC contactor, DC coil, 9A, 24VDC, low power consumption; LC1D09BL | LC1D09BL | LC1D09BL | 当日发货 | 6507e6920facdd0a.jpg.avif
施耐德电气 平头按钮,组合型号包含(带触点基座:ZB2BZ102C+复位按钮头(平头):ZB2BA2C) | Schneider Electric flat head button, combination model includes (contact base: ZB2BZ102C + reset button head (flat head): ZB2BA2C) | XB2BA22C | XB2BA22C | 当日发货 | b9f3ac72d7be3994.png.avif
施耐德电气 小型断路器；iC65H 3P D63A | Schneider Electric Mini Circuit Breaker; iC65H 3P D63A | A9F29363 | iC65H 3P D63A | 当日发货 | 4384010a9a2a28b2.png.avif
施耐德电气 蘑菇头按钮,组合型号包含(带触点基座:ZB2BZ102C+蘑菇头按钮头:ZB2BC4C) | Schneider Electric mushroom button, combination model includes (contact base: ZB2BZ102C + mushroom button head: ZB2BC4C) | XB2BC42C | XB2BC42C | 当日发货 | 2082eab9b32af38f.png.avif
施耐德电气 电气附件,iMX+OF 12-24V；A9A26948 | Schneider Electric electrical accessories, iMX+OF 12-24V; A9A26948 | A9A26948 | A9A26948 | 当日发货 | fdc8ee5ec30ad24d.png.avif
施耐德电气 TeSys D系列控制继电器，380V，50/60Hz，3NO+2NC；CAD32Q7C | Schneider Electric TeSys D series control relay, 380V, 50/60Hz, 3NO+2NC; CAD32Q7C | CAD32Q7C | CAD32Q7C | 当日发货 | 7a5f1d37cfa8b30f.jpg.avif
施耐德电气 2位带钥匙选择开关,组合型号包含(带触点基座:ZB2BZ105C+钥匙开关头:ZB2BG2C) | Schneider Electric 2-position key selector switch, combination model includes (contact base: ZB2BZ105C + key switch head: ZB2BG2C) | XB2BG25C | XB2BG25C | 当日发货 | fb7bfe86d81094bd.png.avif
施耐德电气 国产TeSys D系列三极交流接触器,80A,380V,50/60Hz；LC1D80Q7C | Schneider Electric domestic TeSys D series three-pole AC contactor, 80A, 380V, 50/60Hz; LC1D80Q7C | LC1D80Q7C | LC1D80Q7C | 当日发货 | 582cb5e6a68ad120.jpg.avif
施耐德电气 小型断路器，新型EA9AH 4P C125A ；EA9AH4C125NEW | Schneider Electric small circuit breaker, new EA9AH 4P C125A; EA9AH4C125NEW | EA9AH4C125NEW | EA9AH4C125NEW | 当日发货 | 8d4df2ed2908105f.png.avif
施耐德电气 小型断路器；Osmart K MCB 6kA 230V 1P C 16A | Schneider Electric Mini Circuit Breaker; Osmart K MCB 6kA 230V 1P C 16A | OSMC32N1C16KG | Osmart K MCB 6kA 230V 1P C 16A | 当日发货 | 33dfa30804f733c1.jpg.avif
施耐德电气 插拔式中间继电器,2CO 带LED 12V DC；RXM2AB2JD | Schneider Electric plug-in intermediate relay, 2CO with LED 12V DC; RXM2AB2JD | RXM2AB2JD | RXM2AB2JD | 当日发货 | 4cb0c9c386b36446.png.avif
施耐德电气 断路器 ComPacT NSX250F 36kA AC 3P3D 250A TMD | Schneider Electric Circuit Breaker ComPacT NSX250F 36kA AC 3P3D 250A TMD | C25F3TM250 | NSX250F 36kA AC 3P3D 250A TMD | 当日发货 | 669a64339315101b.jpg.avif
施耐德电气 支架；ZB5AZ009 | Schneider Electric bracket; ZB5AZ009 | ZB5AZ009 | ZB5AZ009 | 当日发货 | 34425df3ecf3273f.png.avif
施耐德电气 隔离开关 EA9D 4P 32A；MGNEA9D432 | Schneider Electric isolation switch EA9D 4P 32A; MGNEA9D432 | MGNEA9D432 | MGNEA9D432 | 当日发货 | 59fa1306b217d748.jpg.avif
施耐德电气 自恢复过欠压保护器；Monsoon2 iCNV, 2P, 40A | Schneider Electric self-restoring overvoltage and undervoltage protector; Monsoon2 iCNV, 2P, 40A | A9C69240 | Monsoon2 iCNV, 2P, 40A | 当日发货 | af60cc8f8a818fb8.png.avif
施耐德电气 塑壳断路器 NSX160F 36kA AC 3P3D 125A TMD；C16F3TM125 | Schneider Electric Molded Case Circuit Breaker NSX160F 36kA AC 3P3D 125A TMD; C16F3TM125 | C16F3TM125 | C16F3TM125 | 当日发货 | ab0df521f8905e2d.jpg.avif
施耐德电气 带LED信号灯模块，常亮，24V；XVBC2B4 | Schneider Electric with LED signal light module, always on, 24V; XVBC2B4 | XVBC2B4 | XVBC2B4 | 当日发货 | 79a3c8b08c18b031.png.avif
施耐德电气 断路器；C120H 2P D 100A | Schneider Electric circuit breaker; C120H 2P D 100A | A9N19821 | C120H 2P D 100A | 当日发货 | f58452a2bc984350.png.avif
施耐德电气 黑色弹簧复位,组合型号包含(安装基座触点模块:ZB4BZ101+复位按钮头:ZB4BA2) | Schneider Electric black spring return, combination model includes (mounting base contact module: ZB4BZ101 + reset button head: ZB4BA2) | XB4BA21 | XB4BA21 | 当日发货 | b4d4c71f83fe31be.png.avif
施耐德电气 插拔式中间继电器 4CO LOW LEVEL WITH LED；RXM4GB2BD | Schneider Electric plug-in intermediate relay 4CO LOW LEVEL WITH LED; RXM4GB2BD | RXM4GB2BD | RXM4GB2BD | 当日发货 | 1fb60907deeab442.png.avif
施耐德电气 小型断路器,EA9AN 4P D50A；EA9AN4D50 | Schneider Electric miniature circuit breaker, EA9AN 4P D50A; EA9AN4D50 | EA9AN4D50 | EA9AN4D50 | 次日发货 | 22dfa2dedf00bbe1.png.avif
施耐德电气 Vario系列负荷开关本体+操作手柄及面板；VCF3C | Schneider Electric Vario series load switch body + operating handle and panel; VCF3C | VCF3C | VCF3C |  | 14184e5d1aff927e.jpg.avif
施耐德电气 LS8 小型断路器 6kA 400V 2P C 10A | Schneider Electric LS8 Miniature Circuit Breaker 6kA 400V 2P C 10A | LS8F18210G | LS8F18210G | 次日发货 | 42e09a1a72c80143.jpg.avif
施耐德电气 电动机辅助触点；GVAD0110 | Schneider Electric motor auxiliary contacts; GVAD0110 | GVAD0110 | GVAD0110 | 当日发货 | dae3be10bcee8334.jpg.avif
施耐德电气 隔离开关 EA9D 4P 63A；MGNEA9D463 | Schneider Electric isolation switch EA9D 4P 63A; MGNEA9D463 | MGNEA9D463 | MGNEA9D463 | 当日发货 | 92a734411054ea05.png.avif
施耐德电气 平头按钮头(黑色)；ZB5AA2C | Schneider Electric flat button head (black); ZB5AA2C | ZB5AA2C | ZB5AA2C | 当日发货 | 295bc16fa89d4f7a.png.avif
施耐德电气 塑壳断路器 电动机保护；EZD250M MA200A 3P3T | Schneider Electric plastic case circuit breaker motor protection; EZD250M MA200A 3P3T | EZD250M3200MAN | EZD250M MA200A 3P3T | 当日发货 | 41b382b24cf1c580.png.avif
施耐德电气 小型断路器；iC65H 3P D20A | Schneider Electric Mini Circuit Breaker; iC65H 3P D20A | A9F29320 | iC65H 3P D20A | 当日发货 | a2f233cfdaf0974d.png.avif
施耐德电气 TeSys 热磁式电动机断路器,按钮控制,整定电流6-10A,最大分断能力Icu 100kA；GV2ME14C | Schneider Electric TeSys thermal magnetic motor circuit breaker, button control, set current 6-10A, maximum breaking capacity Icu 100kA; GV2ME14C | GV2ME14C | GV2ME14C | 当日发货 | 9ec6f2d2f25aa707.jpg.avif
施耐德电气 小型断路器；iC65N 3P C10A | Schneider Electric Mini Circuit Breaker; iC65N 3P C10A | A9F18310 | iC65N 3P C10A | 当日发货 | afc29b5ce9576721.jpg.avif
施耐德电气 辅助触点模块；LANN11N | Schneider Electric auxiliary contact module; LANN11N | LANN11N | LANN11N |  | b83201b407e718f5.jpg.avif
施耐德电气 小型断路器；iC65N 2P C25A | Schneider Electric Mini Circuit Breaker; iC65N 2P C25A | A9F18225 | iC65N 2P C25A | 当日发货 | e0ca4a14eb04ca30.jpg.avif
施耐德电气 小型断路器；iC65N 3P D10A | Schneider Electric Mini Circuit Breaker; iC65N 3P D10A | A9F19310 | iC65N 3P D10A | 当日发货 | 86fdc8c80735bbe0.jpg.avif
施耐德电气 小型断路器；iC65N 1P C32A | Schneider Electric Mini Circuit Breaker; iC65N 1P C32A | A9F18132 | iC65N 1P C32A | 当日发货 | cc0ef75ee98584f7.jpg.avif
施耐德电气 国产 XB2B系列带LED灯带触点基座；ZB2BWB31C | Schneider Electric domestic XB2B series with LED light strip contact base; ZB2BWB31C | ZB2BWB31C | ZB2BWB31C | 当日发货 | 22f8b0dbd5ce8f2a.png.avif
施耐德电气 剩余电流动作保护附件；Vigi iC65 ELE 4P 40A 30mA A-type | Schneider Electric residual current action protection accessories; Vigi iC65 ELE 4P 40A 30mA A-type | A9V08440 | Vigi iC65 ELE 4P 40A 30mA A-type | 当日发货 | c174cf6fc472397a.png.avif
施耐德电气 小型断路器；iDPNa C 25A 4.5KA | Schneider Electric miniature circuit breaker; iDPNa C 25A 4.5KA | A9P08625 | iDPNa C 25A 4.5KA | 当日发货 | 0e48e5c80c117c29.jpg.avif
施耐德电气 小型断路器；iC65N 3P C63A | Schneider Electric Mini Circuit Breaker; iC65N 3P C63A | A9F18363 | iC65N 3P C63A | 当日发货 | 157ecd3561c8ced1.jpg.avif
施耐德电气 插拔式中间继电器,2CO 带LED 230V AC；RXM2AB2P7 | Schneider Electric plug-in intermediate relay, 2CO with LED 230V AC; RXM2AB2P7 | RXM2AB2P7 | RXM2AB2P7 | 当日发货 | 4a2fc0230d5951a8.png.avif
施耐德电气 国产 XB2B系列选择开关头(短柄-3位)；ZB2BD3C | Schneider Electric domestic XB2B series selector switch head (short handle-3 positions); ZB2BD3C | ZB2BD3C | ZB2BD3C | 当日发货 | f454551b907231f5.png.avif
施耐德电气 小型断路器；iC65N 3P D32A | Schneider Electric Mini Circuit Breaker; iC65N 3P D32A | A9F19332 | iC65N 3P D32A | 当日发货 | 99f2a702a37ac983.jpg.avif
施耐德电气 熔丝架；OSMFU132X | Schneider Electric fuse holder; OSMFU132X | OSMFU132X | OSMFU132X |  | 1b35434dfb3c85c8.jpg.avif
施耐德电气 平头按钮,组合型号包含(带触点基座:ZB2BZ101C+复位按钮头(平头):ZB2BA3C) | Schneider Electric flat head button, combination model includes (contact base: ZB2BZ101C + reset button head (flat head): ZB2BA3C) | XB2BA31C | XB2BA31C | 当日发货 | 7802d83bb987f84c.png.avif
施耐德电气 平头复位按钮,绿,1NO；XA2EA31 | Schneider Electric flat head reset button, green, 1NO; XA2EA31 | XA2EA31 | XA2EA31 | 当日发货 | 84d0391c0df4b5c0.png.avif
施耐德电气 TeSys 热磁式电动机断路器,按钮控制,整定电流4-6.3A,最大分断能力Icu 100kA；GV2ME10C | Schneider Electric TeSys thermal magnetic motor circuit breaker, button control, set current 4-6.3A, maximum breaking capacity Icu 100kA; GV2ME10C | GV2ME10C | GV2ME10C | 当日发货 | dd94065315af5ed9.jpg.avif
施耐德电气 小型断路器；iC65N 2P D10A | Schneider Electric Mini Circuit Breaker; iC65N 2P D10A | A9F19210 | iC65N 2P D10A | 当日发货 | d661b862c9fe9ecc.jpg.avif
施耐德电气 TeSys 热磁式电动机断路器,按钮控制,整定电流1.6-2.5A,最大分断能力Icu 100kA；GV2ME07C | Schneider Electric TeSys thermal magnetic motor circuit breaker, button control, set current 1.6-2.5A, maximum breaking capacity Icu 100kA; GV2ME07C | GV2ME07C | GV2ME07C | 当日发货 | a24bcc5fec3ccc3e.jpg.avif
施耐德电气 剩余电流动作保护断路器,iDPNa Vigi+(18mm),A型；A9D93616 | Schneider Electric residual current action protection circuit breaker, iDPNa Vigi+ (18mm), Type A; A9D93616 | A9D93616 | A9D93616 | 当日发货 | ff757674b074d7eb.jpg.avif
施耐德电气 急停按钮,组合型号包含(带触点基座:ZB2BZ102C+急停按钮头:ZB2BS54C) | Schneider Electric emergency stop button, combination model includes (contact base: ZB2BZ102C + emergency stop button head: ZB2BS54C) | XB2BS542C | XB2BS542C | 当日发货 | 46d2513e9cd1f61c.png.avif
施耐德电气 小型断路器；iC65N 1P C25A | Schneider Electric Mini Circuit Breaker; iC65N 1P C25A | A9F18125 | iC65N 1P C25A | 当日发货 | c7f89bb82308091f.jpg.avif
施耐德电气 小型断路器；iC65N 3P C16A | Schneider Electric Mini Circuit Breaker; iC65N 3P C16A | A9F18316 | iC65N 3P C16A | 当日发货 | 9d21b40e026e8d37.jpg.avif
施耐德电气 TeSys D系列热过载继电器,整定电流2.5-4A；LRD08C | Schneider Electric TeSys D series thermal overload relay, set current 2.5-4A; LRD08C | LRD08C | LRD08C | 当日发货 | bc1dd7a3b103aee9.jpg.avif
施耐德电气 小型断路器；iC65N 1P C4A | Schneider Electric Mini Circuit Breaker; iC65N 1P C4A | A9F18104 | iC65N 1P C4A | 当日发货 | ada96a46bff6c05b.jpg.avif
施耐德电气 国产 XB2B系列带触点基座；ZB2BZ105C | Schneider Electric domestic XB2B series with contact base; ZB2BZ105C | ZB2BZ105C | ZB2BZ105C | 当日发货 | fc1045d9d28aa5a1.jpg.avif
施耐德电气 导轨插座 2P 10A；EA9XN210 | Schneider Electric DIN Rail Socket 2P 10A; EA9XN210 | EA9XN210 | EA9XN210 | 当日发货 | d0c8765068312a74.jpg.avif
施耐德电气 TeSys接触器辅助触点模块,2NO+0NC；LADN20C | Schneider Electric TeSys contactor auxiliary contact module, 2NO+0NC; LADN20C | LADN20C | LADN20C |  | d82d1774f800286a.jpg.avif
施耐德电气 剩余电流动作保护断路器,iDPNa Vigi+(18mm),A型；A9D93620 | Schneider Electric residual current action protection circuit breaker, iDPNa Vigi+ (18mm), Type A; A9D93620 | A9D93620 | A9D93620 | 当日发货 | 6cfbc80447a39721.jpg.avif
施耐德电气 国产TeSys D系列三极交流接触器,38A,220V,50/60Hz；LC1D38M7C | Schneider Electric domestic TeSys D series three-pole AC contactor, 38A, 220V, 50/60Hz; LC1D38M7C | LC1D38M7C | LC1D38M7C | 当日发货 | 062088ab8cbd59f2.jpg.avif
施耐德电气 薄片继电器 1C/O,带螺钉端子底座,24 VAC/VDC,10个/盒；RSL1PVBU | Schneider Electric Slim Relay 1C/O, with screw terminal base, 24 VAC/VDC, 10 pieces/box; RSL1PVBU | RSL1PVBU | RSL1PVBU | 当日发货 | e5f417490a83b03b.png.avif
施耐德电气 小型断路器；iC65N 3P D16A | Schneider Electric Mini Circuit Breaker; iC65N 3P D16A | A9F19316 | iC65N 3P D16A | 当日发货 | efd85dad2da28eea.jpg.avif
施耐德电气 国产TeSys D系列三极交流接触器,9A,110V,50/60Hz；LC1D09F7C | Schneider Electric domestic TeSys D series three-pole AC contactor, 9A, 110V, 50/60Hz; LC1D09F7C | LC1D09F7C | LC1D09F7C | 当日发货 | 7e4945816eda139e.jpg.avif
施耐德电气 3极接触器；LC1N3210M5N | Schneider Electric 3-pole contactor; LC1N3210M5N | LC1N3210M5N | LC1N3210M5N | 当日发货 | e45f6f79ff2be052.jpg.avif
施耐德电气 小型断路器,EA9AN 2P C16A；EA9AN2C16 | Schneider Electric miniature circuit breaker, EA9AN 2P C16A; EA9AN2C16 | EA9AN2C16 | EA9AN2C16 | 当日发货 | 84ccbc7566e843e9.png.avif
施耐德电气 小型断路器,EA9AN 1P C20A；EA9AN1C20 | Schneider Electric miniature circuit breaker, EA9AN 1P C20A; EA9AN1C20 | EA9AN1C20 | EA9AN1C20 | 当日发货 | 8cdc63ac9b33784d.png.avif
施耐德电气 小型断路器；iC65N 2P C63A | Schneider Electric Mini Circuit Breaker; iC65N 2P C63A | A9F18263 | iC65N 2P C63A | 当日发货 | 295af11ca87d848f.jpg.avif
施耐德电气 AC/DC 24V 红色LED指示灯；XB2BVB4LC | Schneider Electric AC/DC 24V red LED indicator light; XB2BVB4LC | XB2BVB4LC | XB2BVB4LC | 当日发货 | d0006b87f26d9d16.png.avif
施耐德电气 插拔式中间继电器,2CO,10A,带指示灯,24VDC；RXM2CB2BD | Schneider Electric plug-in intermediate relay, 2CO, 10A, with indicator light, 24VDC; RXM2CB2BD | RXM2CB2BD | RXM2CB2BD | 当日发货 | afff79025094b644.png.avif
施耐德电气 小型断路器；iC65N 1P C2A | Schneider Electric Mini Circuit Breaker; iC65N 1P C2A | A9F18102 | iC65N 1P C2A | 当日发货 | ef34ace6ec6da8f7.jpg.avif
施耐德电气 小型断路器,EA9AN 2P C32A；EA9AN2C32 | Schneider Electric miniature circuit breaker, EA9AN 2P C32A; EA9AN2C32 | EA9AN2C32 | EA9AN2C32 | 当日发货 | bcb7d8cca60ca318.png.avif
施耐德电气 小型断路器,EA9AN 2P C6A；EA9AN2C6 | Schneider Electric miniature circuit breaker, EA9AN 2P C6A; EA9AN2C6 | EA9AN2C6 | EA9AN2C6 | 当日发货 | 54b6eaaeb5e50ca7.png.avif
施耐德电气 TeSys 热磁式电动机断路器,按钮控制,整定电流1-1.6A,最大分断能力Icu 100kA；GV2ME06C | Schneider Electric TeSys thermal magnetic motor circuit breaker, button control, set current 1-1.6A, maximum breaking capacity Icu 100kA; GV2ME06C | GV2ME06C | GV2ME06C | 当日发货 | 9a631d7568c270bb.jpg.avif
施耐德电气 热过载继电器；LRN08N | Schneider Electric thermal overload relay; LRN08N | LRN08N | LRN08N | 当日发货 | 7f1bc625ac20e888.jpg.avif
施耐德电气 3极接触器；LC1N0901M5N | Schneider Electric 3-pole contactor; LC1N0901M5N | LC1N0901M5N | LC1N0901M5N | 当日发货 | 3e5b8491ab8055a9.jpg.avif
施耐德电气 国产 XB2B系列选择开关头(短柄-3位)；ZB2BD5C | Schneider Electric domestic XB2B series selector switch head (short handle-3 positions); ZB2BD5C | ZB2BD5C | ZB2BD5C | 当日发货 | 46c9965ac325021a.png.avif
施耐德电气 分/合 指示接点 Auxiliary contact, Acti9 A9A, iOF, 1 C/O, 100mA to 6A, 24VAC to 415VAC, 24-130 VDC, bottom connection | Schneider Electric open/close indicating contact Auxiliary contact, Acti9 A9A, iOF, 1 C/O, 100mA to 6A, 24VAC to 415VAC, 24-130 VDC, bottom connection | A9A26904 | A9A26904 | 当日发货 | 57d014efb7348716.jpg.avif
施耐德电气 TeSys接触器辅助触点模块,3NO+1NC；LADN31C | Schneider Electric TeSys contactor auxiliary contact module, 3NO+1NC; LADN31C | LADN31C | LADN31C |  | 41fa4d45a985901f.jpg.avif
施耐德电气 2位选择开关,组合型号包含(带触点基座:ZB2BZ101C+选择开关头:ZB2BD2C) | Schneider Electric 2-position selector switch, combination model includes (with contact base: ZB2BZ101C + selector switch head: ZB2BD2C) | XB2BD21C | XB2BD21C | 当日发货 | 0372ff5589be0b74.png.avif
施耐德电气 按钮附件，触点模块，1NO；ZA2EE101 | Schneider Electric button accessories, contact module, 1NO; ZA2EE101 | ZA2EE101 | ZA2EE101 | 当日发货 | 5d591b8e0f11d715.png.avif
施耐德电气 TeSys D系列热过载继电器,整定电流4-6A；LRD10C | Schneider Electric TeSys D series thermal overload relay, set current 4-6A; LRD10C | LRD10C | LRD10C | 当日发货 | 1e711e403d8f150c.jpg.avif
施耐德电气 国产TeSys D系列三极交流接触器,9A,24V,50/60Hz；LC1D09B7C | Schneider Electric domestic TeSys D series three-pole AC contactor, 9A, 24V, 50/60Hz; LC1D09B7C | LC1D09B7C | LC1D09B7C | 当日发货 | 7e4945816eda139e.jpg.avif
施耐德电气 小型断路器；iC65N 2P D16A | Schneider Electric Mini Circuit Breaker; iC65N 2P D16A | A9F19216 | iC65N 2P D16A | 当日发货 | d4f1bbfa4b647773.jpg.avif
施耐德电气 剩余电流动作保护附件；Vigi DPN Class A ELE 40A 30mA | Schneider Electric residual current action protection accessories; Vigi DPN Class A ELE 40A 30mA | A9Y57640 | Vigi DPN Class A ELE 40A 30mA | 当日发货 | bbaafdf95a4b2975.jpg.avif
施耐德电气 剩余电流动作保护附件；Vigi iC65 ELE 4P 63A 30mA A-type | Schneider Electric residual current action protection accessories; Vigi iC65 ELE 4P 63A 30mA A-type | A9V08463 | Vigi iC65 ELE 4P 63A 30mA A-type | 当日发货 | cd467d58d93c4167.png.avif
施耐德电气 小型断路器；iC65N 3P C40A | Schneider Electric Mini Circuit Breaker; iC65N 3P C40A | A9F18340 | iC65N 3P C40A | 当日发货 | 3498e4058ccb10df.jpg.avif
施耐德电气 EA9R,漏电保护断路器,2P,C16A/30mA/A类；EA9RN2C1630CA | Schneider Electric EA9R, leakage protection circuit breaker, 2P, C16A/30mA/A category; EA9RN2C1630CA | EA9RN2C1630CA | EA9RN2C1630CA | 当日发货 | 37023b5d65b7d144.jpg.avif
施耐德电气 中间继电器附件,分离式底座 2CO 压线框；RXZE2S108M | Schneider Electric intermediate relay accessories, separate base 2CO crimping frame; RXZE2S108M | RXZE2S108M | RXZE2S108M | 当日发货 | e71b48743f780d11.jpg.avif
施耐德电气 小型断路器；iDPNa C 32A 4.5KA | Schneider Electric miniature circuit breaker; iDPNa C 32A 4.5KA | A9P08632 | iDPNa C 32A 4.5KA | 当日发货 | a6b1c83e729ec678.jpg.avif
施耐德电气 中间继电器附件,混合式底座 2CO/4CO 螺钉端子；RXZE2M114 | Schneider Electric intermediate relay accessories, hybrid base 2CO/4CO screw terminal; RXZE2M114 | RXZE2M114 | RXZE2M114 | 当日发货 | 55dfe9ecda6ac68a.jpg.avif
施耐德电气 小型断路器，新型EA9AH 4P C125A ；EA9AH4C125NEW | Schneider Electric small circuit breaker, new EA9AH 4P C125A; EA9AH4C125NEW | EA9AH4C125NEW | EA9AH4C125NEW | 当日发货 | 8d4df2ed2908105f.png.avif
施耐德电气 小型断路器；Osmart K MCB 6kA 230V 1P C 16A | Schneider Electric Mini Circuit Breaker; Osmart K MCB 6kA 230V 1P C 16A | OSMC32N1C16KG | Osmart K MCB 6kA 230V 1P C 16A | 当日发货 | 33dfa30804f733c1.jpg.avif
施耐德电气 插拔式中间继电器,2CO 带LED 12V DC；RXM2AB2JD | Schneider Electric plug-in intermediate relay, 2CO with LED 12V DC; RXM2AB2JD | RXM2AB2JD | RXM2AB2JD | 当日发货 | 4cb0c9c386b36446.png.avif
施耐德电气 断路器 ComPacT NSX250F 36kA AC 3P3D 250A TMD | Schneider Electric Circuit Breaker ComPacT NSX250F 36kA AC 3P3D 250A TMD | C25F3TM250 | NSX250F 36kA AC 3P3D 250A TMD | 当日发货 | 669a64339315101b.jpg.avif
施耐德电气 支架；ZB5AZ009 | Schneider Electric bracket; ZB5AZ009 | ZB5AZ009 | ZB5AZ009 | 当日发货 | 34425df3ecf3273f.png.avif
施耐德电气 隔离开关 EA9D 4P 32A；MGNEA9D432 | Schneider Electric isolation switch EA9D 4P 32A; MGNEA9D432 | MGNEA9D432 | MGNEA9D432 | 当日发货 | 59fa1306b217d748.jpg.avif
施耐德电气 自恢复过欠压保护器；Monsoon2 iCNV, 2P, 40A | Schneider Electric self-restoring overvoltage and undervoltage protector; Monsoon2 iCNV, 2P, 40A | A9C69240 | Monsoon2 iCNV, 2P, 40A | 当日发货 | af60cc8f8a818fb8.png.avif
施耐德电气 塑壳断路器 NSX160F 36kA AC 3P3D 125A TMD；C16F3TM125 | Schneider Electric Molded Case Circuit Breaker NSX160F 36kA AC 3P3D 125A TMD; C16F3TM125 | C16F3TM125 | C16F3TM125 | 当日发货 | ab0df521f8905e2d.jpg.avif
施耐德电气 带LED信号灯模块，常亮，24V；XVBC2B4 | Schneider Electric with LED signal light module, always on, 24V; XVBC2B4 | XVBC2B4 | XVBC2B4 | 当日发货 | 79a3c8b08c18b031.png.avif
施耐德电气 断路器；C120H 2P D 100A | Schneider Electric circuit breaker; C120H 2P D 100A | A9N19821 | C120H 2P D 100A | 当日发货 | f58452a2bc984350.png.avif
施耐德电气 黑色弹簧复位,组合型号包含(安装基座触点模块:ZB4BZ101+复位按钮头:ZB4BA2) | Schneider Electric black spring return, combination model includes (mounting base contact module: ZB4BZ101 + reset button head: ZB4BA2) | XB4BA21 | XB4BA21 | 当日发货 | b4d4c71f83fe31be.png.avif
施耐德电气 插拔式中间继电器 4CO LOW LEVEL WITH LED；RXM4GB2BD | Schneider Electric plug-in intermediate relay 4CO LOW LEVEL WITH LED; RXM4GB2BD | RXM4GB2BD | RXM4GB2BD | 当日发货 | 1fb60907deeab442.png.avif
施耐德电气 小型断路器,EA9AN 4P D50A；EA9AN4D50 | Schneider Electric miniature circuit breaker, EA9AN 4P D50A; EA9AN4D50 | EA9AN4D50 | EA9AN4D50 | 次日发货 | 22dfa2dedf00bbe1.png.avif
施耐德电气 Vario系列负荷开关本体+操作手柄及面板；VCF3C | Schneider Electric Vario series load switch body + operating handle and panel; VCF3C | VCF3C | VCF3C |  | 14184e5d1aff927e.jpg.avif
施耐德电气 LS8 小型断路器 6kA 400V 2P C 10A | Schneider Electric LS8 Miniature Circuit Breaker 6kA 400V 2P C 10A | LS8F18210G | LS8F18210G | 次日发货 | 42e09a1a72c80143.jpg.avif
施耐德电气 电动机辅助触点；GVAD0110 | Schneider Electric motor auxiliary contacts; GVAD0110 | GVAD0110 | GVAD0110 | 当日发货 | dae3be10bcee8334.jpg.avif
施耐德电气 隔离开关 EA9D 4P 63A；MGNEA9D463 | Schneider Electric isolation switch EA9D 4P 63A; MGNEA9D463 | MGNEA9D463 | MGNEA9D463 | 当日发货 | 92a734411054ea05.png.avif
施耐德电气 平头按钮头(黑色)；ZB5AA2C | Schneider Electric flat button head (black); ZB5AA2C | ZB5AA2C | ZB5AA2C | 当日发货 | 295bc16fa89d4f7a.png.avif
施耐德电气 塑壳断路器 电动机保护；EZD250M MA200A 3P3T | Schneider Electric plastic case circuit breaker motor protection; EZD250M MA200A 3P3T | EZD250M3200MAN | EZD250M MA200A 3P3T | 当日发货 | 41b382b24cf1c580.png.avif
施耐德电气 小型断路器；iC65H 3P D20A | Schneider Electric Mini Circuit Breaker; iC65H 3P D20A | A9F29320 | iC65H 3P D20A | 当日发货 | a2f233cfdaf0974d.png.avif
施耐德电气 小型直流断路器；Acti9 iC65H DC 2P C 20A MCB | Schneider Electric Mini DC Circuit Breaker; Acti9 iC65H DC 2P C 20A MCB | A9N28220 | Acti9 iC65H DC 2P C 20A MCB | 当日发货 | 3042dff458c8e6d3.jpg.avif
施耐德电气 热过载继电器；LRN363N | Schneider Electric thermal overload relay; LRN363N | LRN363N | LRN363N | 当日发货 | 116b841f5c61aaf3.jpg.avif
施耐德电气 小型断路器,EA9AN 4P C10A；EA9AN4C10 | Schneider Electric miniature circuit breaker, EA9AN 4P C10A; EA9AN4C10 | EA9AN4C10 | EA9AN4C10 | 当日发货 | baf0bd48f29469a7.png.avif
施耐德电气 塑壳断路器 固定式；EZD630M 630A 3P3T | Schneider Electric plastic case circuit breaker fixed; EZD630M 630A 3P3T | EZD630M3630K | EZD630M 630A 3P3T | 当日发货 | 1ccf29f7d150132b.jpg.avif
施耐德电气 小型断路器；iC65H 3P C63A | Schneider Electric Mini Circuit Breaker; iC65H 3P C63A | A9F28363 | iC65H 3P C63A | 当日发货 | ddfa6eae86a84694.png.avif
施耐德电气 小型断路器；iC65H 4P C63A | Schneider Electric Mini Circuit Breaker; iC65H 4P C63A | A9F28463 | iC65H 4P C63A | 当日发货 | 80254df44520f132.png.avif
施耐德电气 小型断路器；iC65H 4P D16A | Schneider Electric Mini Circuit Breaker; iC65H 4P D16A | A9F29416 | iC65H 4P D16A | 当日发货 | 84077ae668daa324.png.avif
施耐德电气 12x18mm梳状母排，适用于1P MCB | Schneider Electric 12x18mm comb busbar, suitable for 1P MCB | A9HLP112 | A9HLP112 |  | 63a56299ff77a38b.jpg.avif
施耐德电气 蜂鸣器220V AC,；XB2BSMC | Schneider Electric Buzzer 220V AC, XB2BSMC | XB2BSMC | XB2BSMC | 当日发货 | 9061ffd51df2dfe8.png.avif
施耐德电气 塑壳断路器 固定式；EZD100E 30A 4P3T | Schneider Electric plastic case circuit breaker fixed; EZD100E 30A 4P3T | EZD100E4030N | EZD100E 30A 4P3T | 当日发货 | 8d0221bb75297444.png.avif
施耐德电气 塑壳断路器 固定式；EZD250S 250A 3P3T | Schneider Electric plastic case circuit breaker fixed; EZD250S 250A 3P3T | EZD250S3250N | EZD250S 250A 3P3T | 当日发货 | 166889ceca184a5c.png.avif
施耐德电气 小型断路器；OSMC32N1P C2A | Schneider Electric miniature circuit breaker; OSMC32N1P C2A | OSMC32N1C2 | OSMC32N1P C2A | 当日发货 | d70c6d1897ba8c43.png.avif
施耐德电气 国产TeSys D系列三极交流接触器,80A,24V,50/60Hz；LC1D80B7C | Schneider Electric domestic TeSys D series three-pole AC contactor, 80A, 24V, 50/60Hz; LC1D80B7C | LC1D80B7C | LC1D80B7C | 当日发货 | aa33dce7053d75a6.jpg.avif
施耐德电气 塑壳断路器；NSC400K 35kA 400A 3P3T | Schneider Electric molded case circuit breaker; NSC400K 35kA 400A 3P3T | NSC400K3400K | NSC400K 35kA 400A 3P3T | 当日发货 | 48d4505b60070bd7.png.avif
施耐德电气 塑壳断路器 NSX160N 50kA AC 3P3D 160A TMD；C16N3TM160 | Schneider Electric Molded Case Circuit Breaker NSX160N 50kA AC 3P3D 160A TMD; C16N3TM160 | C16N3TM160 | C16N3TM160 | 当日发货 | a4f9ebbfed3cfd65.jpg.avif
施耐德电气 小型断路器；iC65L 3P D16A | Schneider Electric Mini Circuit Breaker; iC65L 3P D16A | A9F39316 | iC65L 3P D16A | 当日发货 | f5818c0978f9245d.png.avif
施耐德电气 塑壳断路器附件，黑色普通直接旋转手柄；NSC250ROTDSO | Schneider Electric molded case circuit breaker accessories, black ordinary direct rotary handle; NSC250ROTDSO | NSC250ROTDSO | NSC250ROTDSO | 当日发货 | 87fcef7af983a0db.png.avif
施耐德电气 小型断路器,EA9AN 2P D50A；EA9AN2D50 | Schneider Electric miniature circuit breaker, EA9AN 2P D50A; EA9AN2D50 | EA9AN2D50 | EA9AN2D50 | 当日发货 | e5fd963dba024fd7.png.avif
施耐德电气 小型断路器,新型EA9AH 2P C80A；EA9AH2C80NEW | Schneider Electric small circuit breaker, new EA9AH 2P C80A; EA9AH2C80NEW | EA9AH2C80NEW | EA9AH2C80NEW | 当日发货 | 213839af6992a85d.png.avif
施耐德电气 隔离开关；iINT125 40A 2P | Schneider Electric isolation switch; iINT125 40A 2P | A9S68240 | iINT125 40A 2P | 次日发货 | f1ab67e177af7f7a.png.avif
施耐德电气 塑壳断路器 NSXm160F 36kA AC 3P3D 160A TMD BUSBAR；C12F3TM160BZ | Schneider Electric Molded Case Circuit Breaker NSXm160F 36kA AC 3P3D 160A TMD BUSBAR; C12F3TM160BZ | C12F3TM160BZ | C12F3TM160BZ | 次日发货 | 297232e96a83d773.jpg.avif
施耐德电气 EA9R,漏电保护断路器,3P,C50A/30mA/A类；EA9RN3C5030CA | Schneider Electric EA9R, leakage protection circuit breaker, 3P, C50A/30mA/A class; EA9RN3C5030CA | EA9RN3C5030CA | EA9RN3C5030CA | 当日发货 | 04511b4558a0ae6d.png.avif
施耐德电气 4层灯柱，24V，带蜂鸣器，带可折叠底座的支撑管安装；XVGB4SM | Schneider Electric 4-Tier Lamp Post, 24V, with Buzzer, Support Tube Mount with Foldable Base; XVGB4SM | XVGB4SM | XVGB4SM | 当日发货 | 5f0dc07bb0f2d965.png.avif
施耐德电气 带灯按钮头(平头复位),红色；ZB4BW343 | Schneider Electric illuminated button head (flat head reset), red; ZB4BW343 | ZB4BW343 | ZB4BW343 | 当日发货 | e41c9f2b4ef65991.jpg.avif
施耐德电气 塑壳断路器常用附件 绝缘附件 1片长端子护套3P；LV429517 | Schneider Electric plastic case circuit breaker common accessories insulation accessories 1 piece long terminal sheath 3P; LV429517 | LV429517 | LV429517 | 次日发货 | 0d6f9326aee72d66.png.avif
施耐德电气 接触器延时模块，断电延时，1-30秒；LADR2 | Schneider Electric contactor delay module, power off delay, 1-30 seconds; LADR2 | LADR2 | LADR2 |  | 6c769d51c687aa81.jpg.avif
施耐德电气 前端安装的按钮头（白色）；XACA9411 | Schneider Electric front-mounted button head (white); XACA9411 | XACA9411 | XACA9411 | 当日发货 | 22522602e7f3c702.png.avif
施耐德电气 断路器 Acti9 iDPNa D 16A | Schneider Electric circuit breaker Acti9 iDPNa D 16A | A9P09616 | A9P09616 |  | ba376f3d48ba0f8d.jpg.avif
施耐德电气 小型断路器,EA9A45 相线+中性线 C40A；MGNEA9A45C40 | Schneider Electric small circuit breaker, EA9A45 phase + neutral C40A; MGNEA9A45C40 | MGNEA9A45C40 | MGNEA9A45C40 | 当日发货 | c2b88d4b8380310a.png.avif
施耐德电气 塑壳断路器 固定式；EZD400E 400A 4P3T | Schneider Electric plastic case circuit breaker fixed; EZD400E 400A 4P3T | EZD400E4400K | EZD400E 400A 4P3T | 当日发货 | 0e70d49f5444fab4.png.avif
施耐德电气 按钮，灯座+ 盖 ；XVBC21 | Schneider Electric button, lamp holder + cover; XVBC21 | XVBC21 | XVBC21 | 当日发货 | aeade2b40894bf1a.png.avif
施耐德电气 漏电塑壳断路器 固定式带接地故障保护 脱扣；VigiEZD160E 100A 3P3T | Schneider Electric leakage molded case circuit breaker fixed with ground fault protection tripping; VigiEZD160E 100A 3P3T | EZD160E3100ELN | VigiEZD160E 100A 3P3T | 当日发货 | 5e4bdeebabc28f55.png.avif
施耐德电气 塑壳断路器 电动机保护；EZD400M MA320A 3P3T | Schneider Electric plastic case circuit breaker motor protection; EZD400M MA320A 3P3T | EZD400M3320MAK | EZD400M MA320A 3P3T | 当日发货 | b129606ca4b4ed12.png.avif
施耐德电气 国产 XB2B系列钥匙开关头；ZB2BG0C | Schneider Electric domestic XB2B series key switch head; ZB2BG0C | ZB2BG0C | ZB2BG0C | 当日发货 | b1d274a2bbf109f2.jpg.avif
施耐德电气 2位带钥匙选择开关,组合型号包含(带触点基座:ZB2BZ101C+钥匙开关头:ZB2BG6C) | Schneider Electric 2-position key selector switch, combination model includes (contact base: ZB2BZ101C + key switch head: ZB2BG6C) | XB2BG61C | XB2BG61C | 当日发货 | 6933e0e1b1f1fd3e.png.avif
施耐德电气 隔离开关；iINT125 100A 4P | Schneider Electric isolation switch; iINT125 100A 4P | A9S68491 | iINT125 100A 4P | 当日发货 | 554d4e32b8194eb4.png.avif
施耐德电气 国产TeSys D系列三极交流接触器,80A,36V,50/60Hz；LC1D80CC5C | Schneider Electric domestic TeSys D series three-pole AC contactor, 80A, 36V, 50/60Hz; LC1D80CC5C | LC1D80CC5C | LC1D80CC5C | 当日发货 | bc6fa2b3d086ad49.jpg.avif
施耐德电气 小型断路器；iDPNN C 40A 6KA | Schneider Electric miniature circuit breaker; iDPNN C 40A 6KA | A9P18640 | iDPNN C 40A 6KA | 当日发货 | 9f85dc47d66a970e.png.avif
施耐德电气 功率型中间继电器；RPF2BBD | Schneider Electric power intermediate relay; RPF2BBD | RPF2BBD | RPF2BBD | 当日发货 | a0d77a238a20fe0a.jpg.avif
施耐德电气 Φ60急停开关(旋转复位)，红，1NC；XA2ES642 | Schneider Electric Φ60 emergency stop switch (rotation reset), red, 1NC; XA2ES642 | XA2ES642 | XA2ES642 | 当日发货 | 41b9ec99ffc4fa55.png.avif
施耐德电气 小型断路器；iC65N 2P C4A | Schneider Electric Mini Circuit Breaker; iC65N 2P C4A | A9F18204 | iC65N 2P C4A | 当日发货 | cd40629b0431d5fd.jpg.avif
施耐德电气 小型断路器；iC65N 4P C32A | Schneider Electric Mini Circuit Breaker; iC65N 4P C32A | A9F18432 | iC65N 4P C32A | 当日发货 | 0a6157a12268269e.jpg.avif
施耐德电气 剩余电流动作保护断路器,iDPNa Vigi+(18mm),A型；A9D93625 | Schneider Electric residual current action protection circuit breaker, iDPNa Vigi+ (18mm), Type A; A9D93625 | A9D93625 | A9D93625 | 当日发货 | b7cd49e243ad44b3.jpg.avif
施耐德电气 小型断路器,EA9AN 1P C6A；EA9AN1C6 | Schneider Electric miniature circuit breaker, EA9AN 1P C6A; EA9AN1C6 | EA9AN1C6 | EA9AN1C6 | 当日发货 | 88811f0370f62856.png.avif
施耐德电气 小型断路器；iC65N 2P D6A | Schneider Electric Mini Circuit Breaker; iC65N 2P D6A | A9F19206 | iC65N 2P D6A | 当日发货 | 62faf7de0c7ec5ed.jpg.avif
施耐德电气 TeSys D系列热过载继电器 LRD07C,1.6-2.5A 690V AC,class 10A；LRD07C | Schneider Electric TeSys D series thermal overload relay LRD07C, 1.6-2.5A 690V AC, class 10A; LRD07C | LRD07C | LRD07C | 当日发货 | 512e131f321bca37.jpg.avif
施耐德电气 小型断路器,EA9AN 1P C25A；EA9AN1C25 | Schneider Electric miniature circuit breaker, EA9AN 1P C25A; EA9AN1C25 | EA9AN1C25 | EA9AN1C25 | 当日发货 | 655ff013b016419f.png.avif
施耐德电气 小型断路器,EA9AN 3P C32A；EA9AN3C32 | Schneider Electric miniature circuit breaker, EA9AN 3P C32A; EA9AN3C32 | EA9AN3C32 | EA9AN3C32 | 当日发货 | fa65b6e57b06ccb1.png.avif
施耐德电气 小型断路器；iC65N 3P C25A | Schneider Electric Mini Circuit Breaker; iC65N 3P C25A | A9F18325 | iC65N 3P C25A | 当日发货 | 5b3302e2c923d6f4.jpg.avif
施耐德电气 带灯按钮,绿色,组合型号包含(带灯带触点基座:ZB2BWB31C+带灯按钮头:ZB2BW33C) | Schneider Electric illuminated button, green, combination model includes (illuminated contact base: ZB2BWB31C + illuminated button head: ZB2BW33C) | XB2BW33B1C | XB2BW33B1C | 当日发货 | de384ce4b0123982.jpg.avif
施耐德电气 小型断路器；iC65N 1P D10A | Schneider Electric Mini Circuit Breaker; iC65N 1P D10A | A9F19110 | iC65N 1P D10A | 当日发货 | 4637cc7878fbab60.jpg.avif
施耐德电气 小型断路器；iC65N 2P C40A | Schneider Electric Mini Circuit Breaker; iC65N 2P C40A | A9F18240 | iC65N 2P C40A | 当日发货 | 8498902f2ca07c62.jpg.avif
施耐德电气 接触器,标准接触器 iCT 2NO 230~240V 25A；A9C20732 | Schneider Electric contactor, standard contactor iCT 2NO 230~240V 25A; A9C20732 | A9C20732 | A9C20732 | 当日发货 | 483249974df31f0b.png.avif
施耐德电气 热过载继电器；LRN07N | Schneider Electric thermal overload relay; LRN07N | LRN07N | LRN07N | 当日发货 | 5821497d653ebef3.jpg.avif
施耐德电气 塑壳断路器 固定式；EZD100E100A 3P3T新 | Schneider Electric plastic case circuit breaker fixed; EZD100E100A 3P3T new | EZD100E3100N | EZD100E100A 3P3T新 | 当日发货 | e057c32db64d9570.jpg.avif
施耐德电气 热过载继电器；LRN10N | Schneider Electric thermal overload relay; LRN10N | LRN10N | LRN10N | 当日发货 | caac298e1304c879.jpg.avif
施耐德电气 TeSys 热磁式电动机断路器,按钮控制,整定电流9-14A,最大分断能力Icu 15kA；GV2ME16C | Schneider Electric TeSys thermal magnetic motor circuit breaker, button control, set current 9-14A, maximum breaking capacity Icu 15kA; GV2ME16C | GV2ME16C | GV2ME16C | 当日发货 | 23654e6a9a921172.jpg.avif
施耐德电气 小型断路器；iC65N 3P D63A | Schneider Electric Mini Circuit Breaker; iC65N 3P D63A | A9F19363 | iC65N 3P D63A | 当日发货 | 0613f686e52781d4.jpg.avif
施耐德电气 国产TeSys D Everlink系列三极接触器,65A,220V,50/60Hz；LC1D65AM7C | Schneider Electric domestic TeSys D Everlink series three-pole contactor, 65A, 220V, 50/60Hz; LC1D65AM7C | LC1D65AM7C | LC1D65AM7C | 当日发货 | 5d9efe10cee14e0c.jpg.avif
施耐德电气 小型断路器；iC65N 4P C63A | Schneider Electric Mini Circuit Breaker; iC65N 4P C63A | A9F18463 | iC65N 4P C63A | 当日发货 | 888e333341998acf.jpg.avif
施耐德电气 平头按钮组合型号(带触点基座:ZB2BZ102C+复位按钮头(平头):ZB2BA4C) | Schneider Electric flat head button combination model (with contact base: ZB2BZ102C + reset button head (flat head): ZB2BA4C) | XB2BA42C | XB2BA42C | 当日发货 | 448877ddcfe683e0.png.avif
施耐德电气 小型断路器,EA9AN 1P C32A；EA9AN1C32 | Schneider Electric miniature circuit breaker, EA9AN 1P C32A; EA9AN1C32 | EA9AN1C32 | EA9AN1C32 | 当日发货 | c51cb3712f64d15a.jpg.avif
施耐德电气 国产TeSys D Everlink系列三极接触器,40A,220V,50/60Hz；LC1D40AM7C | Schneider Electric domestic TeSys D Everlink series three-pole contactor, 40A, 220V, 50/60Hz; LC1D40AM7C | LC1D40AM7C | LC1D40AM7C | 当日发货 | a9a0aafbbd249194.jpg.avif
施耐德电气 按钮附件，触点模块，1NC；ZA2EE102 | Schneider Electric button accessories, contact module, 1NC; ZA2EE102 | ZA2EE102 | ZA2EE102 | 当日发货 | ed63e6f12540a320.png.avif
施耐德电气 EA9C45,漏电保护断路器,1P+N,C25A/30mA/A类；MGNEA9C45C2530CA | Schneider Electric EA9C45, leakage protection circuit breaker, 1P+N, C25A/30mA/A class; MGNEA9C45C2530CA | MGNEA9C45C2530CA | MGNEA9C45C2530CA | 当日发货 | 49e65b587be1cf47.jpg.avif
施耐德电气 TeSys 热磁式电动机断路器,按钮控制,整定电流13-18A,最大分断能力Icu 15kA；GV2ME20C | Schneider Electric TeSys thermal magnetic motor circuit breaker, button control, set current 13-18A, maximum breaking capacity Icu 15kA; GV2ME20C | GV2ME20C | GV2ME20C | 当日发货 | f04ce6c49b33d702.jpg.avif
施耐德电气 小型断路器；iC65N 3P D20A | Schneider Electric Mini Circuit Breaker; iC65N 3P D20A | A9F19320 | iC65N 3P D20A | 当日发货 | bbdd632d95326f5d.jpg.avif
施耐德电气 辅助触点模块；LANN20N | Schneider Electric auxiliary contact module; LANN20N | LANN20N | LANN20N |  | e81ef10cf9186c99.jpg.avif
施耐德电气 TeSys D系列热过载继电器,整定电流5.5-8A；LRD12C | Schneider Electric TeSys D series thermal overload relay, set current 5.5-8A; LRD12C | LRD12C | LRD12C | 当日发货 | 021c96c14e9da9dc.jpg.avif
施耐德电气 国产 XA2系列模块式按钮,(XB7 中端演变产品)220V 交流指示灯-绿色；XA2EVM3LC | Schneider Electric domestic XA2 series modular buttons, (XB7 mid-range evolution product) 220V AC indicator light - green; XA2EVM3LC | XA2EVM3LC | XA2EVM3LC | 当日发货 | a1106126c88db211.png.avif
施耐德电气 小型断路器,EA9A45 相线+中性线 C16A；MGNEA9A45C16 | Schneider Electric small circuit breaker, EA9A45 phase + neutral C16A; MGNEA9A45C16 | MGNEA9A45C16 | MGNEA9A45C16 | 当日发货 | 37f4900b3e9d6528.png.avif
施耐德电气 小型断路器；iC65N 3P D40A | Schneider Electric Mini Circuit Breaker; iC65N 3P D40A | A9F19340 | iC65N 3P D40A | 当日发货 | ed70299932467726.jpg.avif
施耐德电气 辅助触点模块；LANN22N | Schneider Electric auxiliary contact module; LANN22N | LANN22N | LANN22N |  | e6eee64ce98d3b08.jpg.avif
施耐德电气 国产 XB2B系列带灯按钮头,红色；ZB2BW34C | Schneider Electric domestic XB2B series illuminated button head, red; ZB2BW34C | ZB2BW34C | ZB2BW34C | 当日发货 | 406016cba069e23a.png.avif
施耐德电气 TeSys D系列控制继电器,220V,50/60Hz,3NO+2NC；CAD32M7C | Schneider Electric TeSys D series control relay, 220V, 50/60Hz, 3NO+2NC; CAD32M7C | CAD32M7C | CAD32M7C | 当日发货 | 7a5f1d37cfa8b30f.jpg.avif
施耐德电气 带灯蜂鸣器 24V AC/DC,红色；XB2BSB4LC | Schneider Electric illuminated buzzer 24V AC/DC, red; XB2BSB4LC | XB2BSB4LC | XB2BSB4LC | 当日发货 | 927369da9775f93d.jpg.avif
施耐德电气 3位选择开关,组合型号包含(带触点基座:ZB2BZ103C+选择开关头:ZB2BD3C) | Schneider Electric 3-position selector switch, combination model includes (with contact base: ZB2BZ103C + selector switch head: ZB2BD3C) | XB2BD33C | XB2BD33C | 当日发货 | 748b3501bb49dbce.jpg.avif
施耐德电气 Φ40急停开关(旋转复位)，红，1NC；XA2ES542 | Schneider Electric Φ40 emergency stop switch (rotation reset), red, 1NC; XA2ES542 | XA2ES542 | XA2ES542 | 当日发货 | 05915402259dd443.png.avif
施耐德电气 国产TeSys D系列三极交流接触器,80A,220V,50/60Hz；LC1D80M7C | Schneider Electric domestic TeSys D series three-pole AC contactor, 80A, 220V, 50/60Hz; LC1D80M7C | LC1D80M7C | LC1D80M7C | 当日发货 | 582cb5e6a68ad120.jpg.avif
施耐德电气 国产TeSys D Everlink系列三极接触器,50A,220V,50/60Hz；LC1D50AM7C | Schneider Electric domestic TeSys D Everlink series three-pole contactor, 50A, 220V, 50/60Hz; LC1D50AM7C | LC1D50AM7C | LC1D50AM7C | 当日发货 | 7735bfd03ea5d3f8.jpg.avif
施耐德电气 小型断路器,EA9AN 2P C20A；EA9AN2C20 | Schneider Electric miniature circuit breaker, EA9AN 2P C20A; EA9AN2C20 | EA9AN2C20 | EA9AN2C20 | 当日发货 | 52d5ccf1f41cf4c9.png.avif
施耐德电气 小型断路器；iC65N 3P D25A | Schneider Electric Mini Circuit Breaker; iC65N 3P D25A | A9F19325 | iC65N 3P D25A | 当日发货 | 9baaaffa4fba3e4f.jpg.avif
施耐德电气 AC 220V 黄色LED指示灯；XB2BVM5LC | Schneider Electric AC 220V yellow LED indicator light; XB2BVM5LC | XB2BVM5LC | XB2BVM5LC | 当日发货 | ce93440f7be76752.png.avif
施耐德电气 TeSys D系列热过载继电器,整定电流12-18A；LRD21C | Schneider Electric TeSys D series thermal overload relay, set current 12-18A; LRD21C | LRD21C | LRD21C | 当日发货 | 2a573a0dc65dcc8d.jpg.avif
施耐德电气 TeSys D系列热过载继电器 LRD06C,1-1.6A 690V AC,class 10A；LRD06C | Schneider Electric TeSys D series thermal overload relay LRD06C, 1-1.6A 690V AC, class 10A; LRD06C | LRD06C | LRD06C | 当日发货 | 5a8a2d68b44e67ab.jpg.avif
施耐德电气 薄片继电器附件，螺钉端子底座, 12 - 24 AC/DC；RSLZVA1 | Schneider Electric Slim Relay Accessories, Screw Terminal Base, 12 - 24 AC/DC; RSLZVA1 | RSLZVA1 | RSLZVA1 | 当日发货 | f5dcb34968b4b622.png.avif
施耐德电气 小型断路器；iC65N 4P D63A | Schneider Electric Mini Circuit Breaker; iC65N 4P D63A | A9F19463 | iC65N 4P D63A | 当日发货 | 69cae8fd49b607c8.jpg.avif
施耐德电气 国产 XA2系列模块式按钮,(XB7 中端演变产品)220V 交流指示灯-红色；XA2EVM4LC | Schneider Electric domestic XA2 series modular buttons, (XB7 mid-range evolution products) 220V AC indicator light - red; XA2EVM4LC | XA2EVM4LC | XA2EVM4LC | 当日发货 | 8c622fc63833fdaf.png.avif
施耐德电气 小型断路器；iDPNa C 6A 4.5KA | Schneider Electric miniature circuit breaker; iDPNa C 6A 4.5KA | A9P08606 | iDPNa C 6A 4.5KA | 当日发货 | 22b0e11537a822d1.jpg.avif
施耐德电气 小型断路器,EA9AN 3P D16A；EA9AN3D16 | Schneider Electric miniature circuit breaker, EA9AN 3P D16A; EA9AN3D16 | EA9AN3D16 | EA9AN3D16 | 当日发货 | 37252f5a50aaba4e.png.avif
施耐德电气 小型断路器；iC65N 1P D6A | Schneider Electric Mini Circuit Breaker; iC65N 1P D6A | A9F19106 | iC65N 1P D6A | 当日发货 | afb7a57e8249442c.jpg.avif
施耐德电气 国产TeSys D系列三极交流接触器,95A,220V,50/60Hz；LC1D95M7C | Schneider Electric domestic TeSys D series three-pole AC contactor, 95A, 220V, 50/60Hz; LC1D95M7C | LC1D95M7C | LC1D95M7C | 当日发货 | 4641d709fb610bbf.jpg.avif
施耐德电气 TeSys D系列热过载继电器,整定电流7-10A；LRD14C | Schneider Electric TeSys D series thermal overload relay, set current 7-10A; LRD14C | LRD14C | LRD14C | 当日发货 | 0fc76c67f9ddf4bb.jpg.avif
施耐德电气 3极接触器；LC1N1201M5N | Schneider Electric 3-pole contactor; LC1N1201M5N | LC1N1201M5N | LC1N1201M5N | 当日发货 | 7c1782449a67e319.jpg.avif
施耐德电气 AC 220V 白色LED指示灯；XB2BVM1LC | Schneider Electric AC 220V white LED indicator light; XB2BVM1LC | XB2BVM1LC | XB2BVM1LC | 当日发货 | 8ae8ffe6cb46ee6d.png.avif
施耐德电气 塑壳断路器 固定式；EZD160E 160A 3P3T | Schneider Electric plastic case circuit breaker fixed; EZD160E 160A 3P3T | EZD160E3160N | EZD160E 160A 3P3T | 当日发货 | 4ef218309e7f8a0a.png.avif
施耐德电气 电动机辅助触点；GVAE1 | Schneider Electric motor auxiliary contacts; GVAE1 | GVAE1 | GVAE1 | 当日发货 | 39454e0634c7f9e2.jpg.avif
施耐德电气 国产TeSys D系列三极交流接触器 直流线圈,25A,24VDC；LC1D25BDC | Schneider Electric domestic TeSys D series three-pole AC contactor DC coil, 25A, 24VDC; LC1D25BDC | LC1D25BDC | LC1D25BDC | 当日发货 | 8284bf808afe8e17.jpg.avif
施耐德电气 小型断路器,EA9AN 3P C16A；EA9AN3C16 | Schneider Electric miniature circuit breaker, EA9AN 3P C16A; EA9AN3C16 | EA9AN3C16 | EA9AN3C16 | 当日发货 | 9f1f37e2b91afb53.png.avif
施耐德电气 TeSys接触器附件,LAD7B106C独立安装座；LAD7B106C | Schneider Electric TeSys contactor accessories, LAD7B106C independent mounting base; LAD7B106C | LAD7B106C | LAD7B106C |  | 5a6ef653d5e046b8.jpg.avif
施耐德电气 小型断路器；iC65N 3P D6A | Schneider Electric Mini Circuit Breaker; iC65N 3P D6A | A9F19306 | iC65N 3P D6A | 当日发货 | 13cb2eceb0b12a9b.jpg.avif
施耐德电气 小型断路器；iC65N 3P C20A | Schneider Electric Mini Circuit Breaker; iC65N 3P C20A | A9F18320 | iC65N 3P C20A | 当日发货 | 7d9ba146393292b6.jpg.avif
施耐德电气 剩余电流动作保护断路器,iDPNa Vigi+(18mm),A型；A9D93610 | Schneider Electric residual current action protection circuit breaker, iDPNa Vigi+ (18mm), Type A; A9D93610 | A9D93610 | A9D93610 | 当日发货 | c513a2343763b67e.jpg.avif
施耐德电气 国产TeSys D系列三极交流接触器,32A,110V,50/60Hz；LC1D32F7C | Schneider Electric domestic TeSys D series three-pole AC contactor, 32A, 110V, 50/60Hz; LC1D32F7C | LC1D32F7C | LC1D32F7C | 当日发货 | 8e55c7b607d2245e.jpg.avif
施耐德电气 小型断路器,EA9AN 3P D32A；EA9AN3D32 | Schneider Electric miniature circuit breaker, EA9AN 3P D32A; EA9AN3D32 | EA9AN3D32 | EA9AN3D32 | 当日发货 | ec7f901b8816d800.png.avif
施耐德电气 国产TeSys D系列三极交流接触器 直流线圈,18A,24VDC；LC1D18BDC | Schneider Electric domestic TeSys D series three-pole AC contactor DC coil, 18A, 24VDC; LC1D18BDC | LC1D18BDC | LC1D18BDC | 当日发货 | ab13f2d3d7fc7c17.jpg.avif
施耐德电气 TeSys D系列热过载继电器,整定电流9-13A；LRD16C | Schneider Electric TeSys D series thermal overload relay, set current 9-13A; LRD16C | LRD16C | LRD16C | 当日发货 | e970c47279b22ffa.jpg.avif
施耐德电气 小型断路器,EA9AN 3P C10A；EA9AN3C10 | Schneider Electric miniature circuit breaker, EA9AN 3P C10A; EA9AN3C10 | EA9AN3C10 | EA9AN3C10 | 当日发货 | 15767c3346ce126f.png.avif
施耐德电气 小型断路器,EA9AN 1P D32A；EA9AN1D32 | Schneider Electric miniature circuit breaker, EA9AN 1P D32A; EA9AN1D32 | EA9AN1D32 | EA9AN1D32 | 当日发货 | 136ca754b6273bf7.png.avif
施耐德电气 AC/DC 24V 白色LED指示灯；XB2BVB1LC | Schneider Electric AC/DC 24V white LED indicator light; XB2BVB1LC | XB2BVB1LC | XB2BVB1LC | 当日发货 | 11711c11b95f1ef6.png.avif
施耐德电气 国产 XB2B系列复位按钮头(平头),黑色；ZB2BA2C | Schneider Electric domestic XB2B series reset button head (flat head), black; ZB2BA2C | ZB2BA2C | ZB2BA2C | 当日发货 | ab80e1d2df02b0a4.png.avif
施耐德电气 塑壳断路器 固定式；EZD160E 125A 3P3T | Schneider Electric plastic case circuit breaker fixed; EZD160E 125A 3P3T | EZD160E3125N | EZD160E 125A 3P3T | 当日发货 | ce41fbf51d0ad4cc.png.avif
施耐德电气 PUSH AND PUSH MECANISM；ZB2BZ21C | Schneider Electric PUSH AND PUSH MECANISM; ZB2BZ21C | ZB2BZ21C | ZB2BZ21C | 当日发货 | 570fc39ecfd292ee.jpg.avif
施耐德电气 热过载继电器；LRN06N | Schneider Electric thermal overload relay; LRN06N | LRN06N | LRN06N | 当日发货 | 4acbb689d586aa1f.jpg.avif
施耐德电气 功率型中间继电器附件,继电器底座 2CO；RPZF2 | Schneider Electric power intermediate relay accessories, relay base 2CO; RPZF2 | RPZF2 | RPZF2 | 当日发货 | 0d6ce190875bdf87.png.avif
施耐德电气 热过载继电器；LRN14N | Schneider Electric thermal overload relay; LRN14N | LRN14N | LRN14N | 当日发货 | 990231c51998dc6a.jpg.avif
施耐德电气 EA9R,漏电保护断路器,2P,C20A/30mA/A类；EA9RN2C2030CA | Schneider Electric EA9R, leakage protection circuit breaker, 2P, C20A/30mA/A class; EA9RN2C2030CA | EA9RN2C2030CA | EA9RN2C2030CA | 当日发货 | b6261e19afebfd02.jpg.avif
施耐德电气 中间继电器附件,金属保护夹子；RXZ400 | Schneider Electric intermediate relay accessories, metal protective clip; RXZ400 | RXZ400 | RXZ400 | 当日发货 | 8c17cb3c9a8ff382.png.avif
施耐德电气 TeSys D系列热过载继电器,整定电流16-24A；LRD22C | Schneider Electric TeSys D series thermal overload relay, set current 16-24A; LRD22C | LRD22C | LRD22C | 当日发货 | 4f18c95dfdf983c2.jpg.avif
施耐德电气 国产TeSys D系列三极交流接触器 直流线圈,12A,24VDC；LC1D12BDC | Schneider Electric domestic TeSys D series three-pole AC contactor DC coil, 12A, 24VDC; LC1D12BDC | LC1D12BDC | LC1D12BDC | 当日发货 | 25f5efbfa96fe0fc.jpg.avif
施耐德电气 小型断路器,EA9A45 相线+中性线 C20A；MGNEA9A45C20 | Schneider Electric small circuit breaker, EA9A45 phase + neutral C20A; MGNEA9A45C20 | MGNEA9A45C20 | MGNEA9A45C20 | 当日发货 | cb2717b19e328389.png.avif
施耐德电气 小型断路器；iC65N 4P C40A | Schneider Electric Mini Circuit Breaker; iC65N 4P C40A | A9F18440 | iC65N 4P C40A | 当日发货 | c18cadf258c752e1.jpg.avif
施耐德电气 国产 XB2B系列带LED灯带触点基座；ZB2BWB41C | Schneider Electric domestic XB2B series with LED light strip contact base; ZB2BWB41C | ZB2BWB41C | ZB2BWB41C | 当日发货 | 082746d575c88a41.png.avif
施耐德电气 国产TeSys D系列三极交流接触器 直流线圈,32A,24VDC；LC1D32BDC | Schneider Electric domestic TeSys D series three-pole AC contactor DC coil, 32A, 24VDC; LC1D32BDC | LC1D32BDC | LC1D32BDC | 当日发货 | e2e5755aadcdb22a.jpg.avif
施耐德电气 国产 XB2B系列标牌；ZB2BY9330C | Schneider Electric domestic XB2B series signs; ZB2BY9330C | ZB2BY9330C | ZB2BY9330C |  | e1e5ca10777b0871.png.avif
施耐德电气 平头带灯按钮，24V AC/DC，绿，1NO；XA2EW33B1 | Schneider Electric flat head illuminated push button, 24V AC/DC, green, 1NO; XA2EW33B1 | XA2EW33B1 | XA2EW33B1 | 当日发货 | ad253f4edaf57339.jpg.avif
施耐德电气 国产TeSys D系列三极交流接触器,12A,110V,50/60Hz；LC1D12F7C | Schneider Electric domestic TeSys D series three-pole AC contactor, 12A, 110V, 50/60Hz; LC1D12F7C | LC1D12F7C | LC1D12F7C | 当日发货 | 479ea1163d2adc7f.jpg.avif
施耐德电气 小型断路器，Acti9 iC65N DC 1P C 10A MCB | Schneider Electric Mini Circuit Breaker, Acti9 iC65N DC 1P C 10A MCB | A9N18110 | A9N18110 | 当日发货 | ccf30b84a40b658f.jpg.avif
施耐德电气 急停安全罩；ZB2BZ1605C | Schneider Electric emergency stop safety cover; ZB2BZ1605C | ZB2BZ1605C | ZB2BZ1605C | 当日发货 | 6d2647c54e3ca839.jpg.avif
施耐德电气 塑壳断路器 固定式；EZD100E60A 3P3T新 | Schneider Electric plastic case circuit breaker fixed; EZD100E60A 3P3T new | EZD100E3060N | EZD100E60A 3P3T新 | 当日发货 | 3fe2e2cc564be662.png.avif
施耐德电气 A类电子式剩余电流动作保护断路器,额定电流16A,额定分断能力6kA,剩余动作电流30mA,2P,C曲线；iC65N Vigi+ C 16A 30mA A ELE | Schneider Electric Class A electronic residual current action protection circuit breaker, rated current 16A, rated breaking capacity 6kA, residual action current 30mA, 2P, C curve; iC65N Vigi+ C 16A 30mA A ELE | A9D65216 | iC65N Vigi+ C 16A 30mA A ELE | 当日发货 | 08949439f4499602.jpg.avif
施耐德电气 剩余电流动作断路器；A9D65232 | Schneider Electric residual current operated circuit breaker; A9D65232 | A9D65232 | A9D65232 | 当日发货 | 8a4b1181f3eb8f65.jpg.avif
施耐德电气 小型断路器,EA9AN 3P C63A；EA9AN3C63 | Schneider Electric miniature circuit breaker, EA9AN 3P C63A; EA9AN3C63 | EA9AN3C63 | EA9AN3C63 | 当日发货 | 6008711121c17295.png.avif
施耐德电气 热过载继电器；LRN21N | Schneider Electric thermal overload relay; LRN21N | LRN21N | LRN21N | 当日发货 | 5cb90a417d5516d2.jpg.avif
施耐德电气 热过载继电器；LRN12N | Schneider Electric thermal overload relay; LRN12N | LRN12N | LRN12N | 当日发货 | 85cd3cdf59ae323d.jpg.avif
施耐德电气 导轨式熔断器底座；OSMFU132 | Schneider Electric DIN rail fuse base; OSMFU132 | OSMFU132 | OSMFU132 |  | 7f3e4589667f7ce6.jpg.avif
施耐德电气 小型断路器；iC65N 3P C50A | Schneider Electric Mini Circuit Breaker; iC65N 3P C50A | A9F18350 | iC65N 3P C50A | 当日发货 | 86364a5a69a9263e.jpg.avif
施耐德电气 EA9R,漏电保护断路器,2P,C32A/30mA/A类；EA9RN2C3230CA | Schneider Electric EA9R, leakage protection circuit breaker, 2P, C32A/30mA/A class; EA9RN2C3230CA | EA9RN2C3230CA | EA9RN2C3230CA | 当日发货 | ffd92f625b250f77.jpg.avif
施耐德电气 热过载继电器；LRN16N | Schneider Electric thermal overload relay; LRN16N | LRN16N | LRN16N | 当日发货 | 63e15db0ee6b4a04.jpg.avif
施耐德电气 小型断路器；iC65N 2P D32A | Schneider Electric Mini Circuit Breaker; iC65N 2P D32A | A9F19232 | iC65N 2P D32A | 当日发货 | 6f3e37f20f4a7c28.jpg.avif
施耐德电气 TeSys 热磁式电动机断路器,按钮控制,整定电流24-32A,最大分断能力Icu 15kA；GV2ME32C | Schneider Electric TeSys thermal magnetic motor circuit breaker, button control, set current 24-32A, maximum breaking capacity Icu 15kA; GV2ME32C | GV2ME32C | GV2ME32C | 当日发货 | 7fc9108a3dc42906.jpg.avif
施耐德电气 剩余电流动作断路器；iC65N Vigi+ C 20A 30mA A ELE | Schneider Electric residual current operated circuit breaker; iC65N Vigi+ C 20A 30mA A ELE | A9D65220 | iC65N Vigi+ C 20A 30mA A ELE | 当日发货 | 08949439f4499602.jpg.avif
施耐德电气 小型断路器,EA9AN 3P D10A；EA9AN3D10 | Schneider Electric miniature circuit breaker, EA9AN 3P D10A; EA9AN3D10 | EA9AN3D10 | EA9AN3D10 | 当日发货 | 7f9c7c3617a5f9a8.png.avif
施耐德电气 平头复位按钮,红,1NC；XA2EA42 | Schneider Electric flat head reset button, red, 1NC; XA2EA42 | XA2EA42 | XA2EA42 | 当日发货 | 71baf410620a258c.png.avif
施耐德电气 EA9C45,漏电保护断路器,1P+N,C32A/30mA/A类；MGNEA9C45C3230CA | Schneider Electric EA9C45, leakage protection circuit breaker, 1P+N, C32A/30mA/A class; MGNEA9C45C3230CA | MGNEA9C45C3230CA | MGNEA9C45C3230CA | 当日发货 | 4bba88a682e17c05.jpg.avif
施耐德电气 热继电器独立安装背包；LAEB1N | Schneider Electric thermal relay independent mounting backpack; LAEB1N | LAEB1N | LAEB1N |  | 6ce300a27d8e9132.png.avif
施耐德电气 国产 XB2B系列复位按钮头(平头),黄色；ZB2BA5C | Schneider Electric domestic XB2B series reset button head (flat head), yellow; ZB2BA5C | ZB2BA5C | ZB2BA5C | 当日发货 | 1af2aebedebea6ba.png.avif
施耐德电气 剩余电流动作保护附件；Vigi iC65 ELE 2P 63A 30mA A | Schneider Electric residual current action protection accessories; Vigi iC65 ELE 2P 63A 30mA A | A9V57263 | Vigi iC65 ELE 2P 63A 30mA A | 当日发货 | 49867d88c719d9b6.png.avif
施耐德电气 小型断路器；iC65N 1P D16A | Schneider Electric Mini Circuit Breaker; iC65N 1P D16A | A9F19116 | iC65N 1P D16A | 当日发货 | 994c202df0d60bd4.jpg.avif
施耐德电气 3极接触器；LC1N1801M5N | Schneider Electric 3-pole contactor; LC1N1801M5N | LC1N1801M5N | LC1N1801M5N | 当日发货 | 0a14bcf6fb604d31.jpg.avif
施耐德电气 国产 XB2B系列带LED灯带触点基座；ZB2BWM31C | Schneider Electric domestic XB2B series with LED light strip contact base; ZB2BWM31C | ZB2BWM31C | ZB2BWM31C | 当日发货 | 51ba99e80a2627b3.png.avif
施耐德电气 小型断路器；iC65N 3P C6A | Schneider Electric Mini Circuit Breaker; iC65N 3P C6A | A9F18306 | iC65N 3P C6A | 当日发货 | 8997d8be19872797.jpg.avif
施耐德电气 3极接触器；LC1N0901F5N | Schneider Electric 3-pole contactor; LC1N0901F5N | LC1N0901F5N | LC1N0901F5N | 当日发货 | 1b27c9d9258ccf57.jpg.avif
施耐德电气 AC/DC 24V 黄色LED指示灯；XB2BVB5LC | Schneider Electric AC/DC 24V yellow LED indicator light; XB2BVB5LC | XB2BVB5LC | XB2BVB5LC | 当日发货 | c9ff535f40f0d6bc.png.avif
施耐德电气 塑壳断路器 固定式；EZD100E80A 3P3T新 | Schneider Electric plastic case circuit breaker fixed; EZD100E80A 3P3T new | EZD100E3080N | EZD100E80A 3P3T新 | 当日发货 | 7b96b02771d50b09.png.avif
施耐德电气 小型断路器；iDPNN C 16A 6KA | Schneider Electric miniature circuit breaker; iDPNN C 16A 6KA | A9P18616 | iDPNN C 16A 6KA | 当日发货 | d42c0f75d394c561.png.avif
施耐德电气 TeSys D系列热过载继电器 LRD05C,0.63-1A 690V AC,class 10A；LRD05C | Schneider Electric TeSys D series thermal overload relay LRD05C, 0.63-1A 690V AC, class 10A; LRD05C | LRD05C | LRD05C | 当日发货 | 5b5fa081221949fe.jpg.avif
施耐德电气 3极接触器；LC1N40M5N | Schneider Electric 3-pole contactor; LC1N40M5N | LC1N40M5N | LC1N40M5N | 当日发货 | 7f7077db01f04a91.jpg.avif
施耐德电气 IP65 空按钮盒（可装1个金属钮）；XALB01C | Schneider Electric IP65 empty button box (can hold 1 metal button); XALB01C | XALB01C | XALB01C | 当日发货 | 40929db65418215d.jpg.avif
施耐德电气 小型断路器；iC65N 2P D20A | Schneider Electric Mini Circuit Breaker; iC65N 2P D20A | A9F19220 | iC65N 2P D20A | 当日发货 | 804b5ff3177aa3d9.jpg.avif
施耐德电气 小型断路器；iC65N 2P D25A | Schneider Electric Mini Circuit Breaker; iC65N 2P D25A | A9F19225 | iC65N 2P D25A | 当日发货 | eb60028b32969779.jpg.avif
施耐德电气 小型断路器；iC65N 1P C1A | Schneider Electric Mini Circuit Breaker; iC65N 1P C1A | A9F18101 | iC65N 1P C1A | 当日发货 | 839f6dcd10c0d4ef.jpg.avif
施耐德电气 热过载继电器；LRN22N | Schneider Electric thermal overload relay; LRN22N | LRN22N | LRN22N | 当日发货 | d608f8eac364f4b5.jpg.avif
施耐德电气 继电器附件，RXG继电器底座；RGZE1S48M | Schneider Electric relay accessories, RXG relay base; RGZE1S48M | RGZE1S48M | RGZE1S48M | 当日发货 | 3cb5b75f123c104b.jpg.avif
施耐德电气 插拔式中间继电器+基座；RXZE1M2C+RXM2LB2BD | Schneider Electric plug-in intermediate relay + base; RXZE1M2C + RXM2LB2BD | RXZE1M2C+RXM2LB2BD | RXZE1M2C+RXM2LB2BD |  | b5460869bee3b0e4.jpg.avif
施耐德电气 小型断路器，Acti9 iC65N DC 1P C 6A MCB | Schneider Electric Mini Circuit Breaker, Acti9 iC65N DC 1P C 6A MCB | A9N18106 | A9N18106 | 当日发货 | ccf30b84a40b658f.jpg.avif
施耐德电气 剩余电流动作保护断路器,iDPNa Vigi+(18mm),A型；A9D93632 | Schneider Electric residual current action protection circuit breaker, iDPNa Vigi+ (18mm), Type A; A9D93632 | A9D93632 | A9D93632 | 当日发货 | 1c3b58ef15a25428.jpg.avif
施耐德电气 小型断路器；iC65N 1P D32A | Schneider Electric Mini Circuit Breaker; iC65N 1P D32A | A9F19132 | iC65N 1P D32A | 当日发货 | c555f7a2df14ce49.jpg.avif
施耐德电气 国产TeSys D系列三极交流接触器,115A,220V,50/60Hz；LC1D11500M7C | Schneider Electric domestic TeSys D series three-pole AC contactor, 115A, 220V, 50/60Hz; LC1D11500M7C | LC1D11500M7C | LC1D11500M7C | 当日发货 | e34dd224a1179c6b.jpg.avif
施耐德电气 触点基座+1NO触点模块 ；ZB5AZ101C | Schneider Electric contact base + 1NO contact module; ZB5AZ101C | ZB5AZ101C | ZB5AZ101C | 当日发货 | 3afe6ed655485c65.png.avif
施耐德电气 小型断路器；iC65N 1P C40A | Schneider Electric Mini Circuit Breaker; iC65N 1P C40A | A9F18140 | iC65N 1P C40A | 当日发货 | 1b94b86ed5ec89db.jpg.avif
施耐德电气 TeSys 热磁式电动机断路器,旋钮控制,整定电流2.5-4A,最大分断能力Icu 100kA；GV2PM08C | Schneider Electric TeSys thermal magnetic motor circuit breaker, knob control, set current 2.5-4A, maximum breaking capacity Icu 100kA; GV2PM08C | GV2PM08C | GV2PM08C | 当日发货 | 9a75b16b1bbbb614.jpg.avif
施耐德电气 选择开关 三位自锁 短柄,2NO；XA2ED33 | Schneider Electric selector switch, three-position self-locking, short handle, 2NO; XA2ED33 | XA2ED33 | XA2ED33 | 当日发货 | 6b850266147fc80b.png.avif
施耐德电气 TeSys 热磁式电动机断路器,按钮控制,整定电流0.63-1A,最大分断能力Icu 100kA；GV2ME05C | Schneider Electric TeSys thermal magnetic motor circuit breaker, button control, set current 0.63-1A, maximum breaking capacity Icu 100kA; GV2ME05C | GV2ME05C | GV2ME05C | 当日发货 | 2c1a4094b103fbc0.jpg.avif
施耐德电气 导轨插座 3P 16A；EA9XN316 | Schneider Electric DIN Rail Socket 3P 16A; EA9XN316 | EA9XN316 | EA9XN316 | 当日发货 | 331b84cab8e052a8.jpg.avif
施耐德电气 触点模块 1NO；ZBEE101C | Schneider Electric contact module 1NO; ZBEE101C | ZBEE101C | ZBEE101C | 当日发货 | c87814bb3c761da4.png.avif
施耐德电气 小型断路器；Osmart K MCB 6kA 230V 1P C 10A | Schneider Electric Mini Circuit Breaker; Osmart K MCB 6kA 230V 1P C 10A | OSMC32N1C10KG | Osmart K MCB 6kA 230V 1P C 10A | 当日发货 | d43e70847b517d3a.jpg.avif
施耐德电气 小型断路器,EA9AN 2P C25A；EA9AN2C25 | Schneider Electric miniature circuit breaker, EA9AN 2P C25A; EA9AN2C25 | EA9AN2C25 | EA9AN2C25 | 当日发货 | 94d99266bfe97595.png.avif
施耐德电气 剩余电流动作保护断路器,iDPNN Vigi+(18mm),A型；A9D96620 | Schneider Electric residual current action protection circuit breaker, iDPNN Vigi+ (18mm), Type A; A9D96620 | A9D96620 | A9D96620 | 当日发货 | 7ef96e3092aac403.jpg.avif
施耐德电气 3位选择开关,组合型号包含(带触点基座:ZB2BZ103C+选择开关头:ZB2BD5C) | Schneider Electric 3-position selector switch, combination model includes (with contact base: ZB2BZ103C + selector switch head: ZB2BD5C) | XB2BD53C | XB2BD53C | 当日发货 | 35ecdc327bbfcaad.png.avif
施耐德电气 小型断路器，Acti9 iC65N DC 2P C 6A MCB | Schneider Electric Mini Circuit Breaker, Acti9 iC65N DC 2P C 6A MCB | A9N18206 | A9N18206 | 当日发货 | f2c8e1709ccaf5bb.jpg.avif
施耐德电气 国产 XB2B系列带LED灯带触点基座；ZB2BWB51C | Schneider Electric domestic XB2B series with LED light strip contact base; ZB2BWB51C | ZB2BWB51C | ZB2BWB51C | 当日发货 | 8f86bebcc8b7f0d8.png.avif
施耐德电气 小型断路器；iC65N 4P C20A | Schneider Electric Mini Circuit Breaker; iC65N 4P C20A | A9F18420 | iC65N 4P C20A | 当日发货 | 8219ea7057fc69fc.jpg.avif
施耐德电气 小型断路器,EA9AN 2P D25A；EA9AN2D25 | Schneider Electric miniature circuit breaker, EA9AN 2P D25A; EA9AN2D25 | EA9AN2D25 | EA9AN2D25 | 当日发货 | 4f89ef5b45e0533b.png.avif
施耐德电气 辅助触点electrical auxiliaries,Acti9,iOF,2mA-50mA 24-110V DC for iC65 | Schneider Electric auxiliary contacts electrical auxiliaries, Acti9, iOF, 2mA-50mA 24-110V DC for iC65 | A9A26934 | A9A26934 | 当日发货 | eac3f11816ad37be.jpg.avif
施耐德电气 小型断路器,EA9AN 3P C20A；EA9AN3C20 | Schneider Electric miniature circuit breaker, EA9AN 3P C20A; EA9AN3C20 | EA9AN3C20 | EA9AN3C20 | 当日发货 | 0916feb14557e133.png.avif
施耐德电气 国产 XA2系列模块式按钮,(XB7 中端演变产品)24V 交直流指示灯-红色；XA2EVB4LC | Schneider Electric domestic XA2 series modular buttons, (XB7 mid-range evolution product) 24V AC and DC indicator light - red; XA2EVB4LC | XA2EVB4LC | XA2EVB4LC | 当日发货 | 1750b93822d8b128.png.avif
施耐德电气 红色急停按钮头(转动复位)；ZB5AS54C | Schneider Electric red emergency stop button head (turn to reset); ZB5AS54C | ZB5AS54C | ZB5AS54C | 当日发货 | e45c66591f801775.png.avif
施耐德电气 插拔式中间继电器 2副触点,5A,指示灯,24VAC；RXM2LB2B7 | Schneider Electric plug-in intermediate relay 2 pairs of contacts, 5A, indicator light, 24VAC; RXM2LB2B7 | RXM2LB2B7 | RXM2LB2B7 | 当日发货 | 9c88c7e37d4119de.png.avif
施耐德电气 EA9R,漏电保护断路器,2P,C10A/30mA/A类；EA9RN2C1030CA | Schneider Electric EA9R, leakage protection circuit breaker, 2P, C10A/30mA/A class; EA9RN2C1030CA | EA9RN2C1030CA | EA9RN2C1030CA | 当日发货 | 8c64e9ef7d0252da.jpg.avif
施耐德电气 国产TeSys D系列三极交流接触器,25A,110V,50/60Hz；LC1D25F7C | Schneider Electric domestic TeSys D series three-pole AC contactor, 25A, 110V, 50/60Hz; LC1D25F7C | LC1D25F7C | LC1D25F7C | 当日发货 | d10b7d0335bb24d2.jpg.avif
施耐德电气 电动机辅助触点；GVAN11 | Schneider Electric motor auxiliary contacts; GVAN11 | GVAN11 | GVAN11 | 当日发货 | 91771cbaecdc0639.jpg.avif
施耐德电气 小型断路器,EA9A45 相线+中性线 C25A；MGNEA9A45C25 | Schneider Electric small circuit breaker, EA9A45 phase + neutral C25A; MGNEA9A45C25 | MGNEA9A45C25 | MGNEA9A45C25 | 当日发货 | d7575fb937b85fb8.png.avif
施耐德电气 小型断路器,EA9AN 1P C63A；EA9AN1C63 | Schneider Electric miniature circuit breaker, EA9AN 1P C63A; EA9AN1C63 | EA9AN1C63 | EA9AN1C63 | 当日发货 | 79204d0e2a97a4a7.png.avif
施耐德电气 不带急停按钮盒IP65；XALB01YC | Schneider Electric without emergency stop button box IP65; XALB01YC | XALB01YC | XALB01YC | 当日发货 | 07aab505a84872d7.jpg.avif
施耐德电气 国产 XB2B系列复位按钮头(平头),白色；ZB2BA1C | Schneider Electric domestic XB2B series reset button head (flat head), white; ZB2BA1C | ZB2BA1C | ZB2BA1C | 当日发货 | 8e9bc29eaf21176c.png.avif
施耐德电气 小型断路器；iC65N 4P D32A | Schneider Electric Mini Circuit Breaker; iC65N 4P D32A | A9F19432 | iC65N 4P D32A | 当日发货 | b8d8a21bc812817c.jpg.avif
施耐德电气 塑壳断路器 固定式；EZD250E 250A 3P3T | Schneider Electric plastic case circuit breaker fixed; EZD250E 250A 3P3T | EZD250E3250N | EZD250E 250A 3P3T | 当日发货 | 1d3fafd5eb4ff266.png.avif
施耐德电气 塑壳断路器 固定式；EZD100E40A 3P3T新 | Schneider Electric plastic case circuit breaker fixed; EZD100E40A 3P3T new | EZD100E3040N | EZD100E40A 3P3T新 | 当日发货 | 32f4e06b80517132.png.avif
施耐德电气 3极接触器；LC1N50M5N | Schneider Electric 3-pole contactor; LC1N50M5N | LC1N50M5N | LC1N50M5N | 当日发货 | 5994ae12ed5a413e.jpg.avif
施耐德电气 触点模块 1NO；ZBE101 | Schneider Electric contact module 1NO; ZBE101 | ZBE101 | ZBE101 | 当日发货 | 62b23b7a543de139.png.avif
施耐德电气 平头带灯按钮,220V AC,绿,1NO；XA2EW33M1 | Schneider Electric flat head illuminated button, 220V AC, green, 1NO; XA2EW33M1 | XA2EW33M1 | XA2EW33M1 | 当日发货 | dab2d2da00d438e9.png.avif
施耐德电气 平头复位按钮,红,1NO；XA2EA41 | Schneider Electric flat head reset button, red, 1NO; XA2EA41 | XA2EA41 | XA2EA41 | 当日发货 | 0a60f40946014a55.jpg.avif
施耐德电气 国产 XB2B系列带灯按钮头,黄色；ZB2BW35C | Schneider Electric domestic XB2B series illuminated button head, yellow; ZB2BW35C | ZB2BW35C | ZB2BW35C | 当日发货 | bea57558ae0c326c.jpg.avif
施耐德电气 小型断路器,EA9AN 3P D63A；EA9AN3D63 | Schneider Electric miniature circuit breaker, EA9AN 3P D63A; EA9AN3D63 | EA9AN3D63 | EA9AN3D63 | 当日发货 | e4cb11f10bab1c04.png.avif
施耐德电气 Acti 9 24x18mm梳状母排，适用于1P+N(18mm) MCB | Schneider Electric Acti 9 24x18mm comb busbar, suitable for 1P+N (18mm) MCB | A9HLD624 | A9HLD624 |  | 2427cf93ff16f8f8.jpg.avif
施耐德电气 小型断路器,EA9A45 相线+中性线 C10A；MGNEA9A45C10 | Schneider Electric small circuit breaker, EA9A45 phase + neutral C10A; MGNEA9A45C10 | MGNEA9A45C10 | MGNEA9A45C10 | 当日发货 | 4f2382e633859e8e.png.avif
施耐德电气 EA9C45,漏电保护断路器,1P+N,C10A/30mA/A类；MGNEA9C45C1030CA | Schneider Electric EA9C45, leakage protection circuit breaker, 1P+N, C10A/30mA/A class; MGNEA9C45C1030CA | MGNEA9C45C1030CA | MGNEA9C45C1030CA | 当日发货 | f85e1fc4b18dc11f.jpg.avif
施耐德电气 小型断路器,EA9AN 3P D20A；EA9AN3D20 | Schneider Electric miniature circuit breaker, EA9AN 3P D20A; EA9AN3D20 | EA9AN3D20 | EA9AN3D20 | 当日发货 | 1c16162f0e2cbc1c.png.avif
施耐德电气 平头按钮头(绿色)；ZB5AA3C | Schneider Electric flat button head (green); ZB5AA3C | ZB5AA3C | ZB5AA3C | 当日发货 | c121f6bf0fec4e7b.png.avif
施耐德电气 主令开关2位弹簧返回；XD2PA22CR | Schneider Electric master switch 2-position spring return; XD2PA22CR | XD2PA22CR | XD2PA22CR | 当日发货 | 7ee424f85fd9f4d6.png.avif
施耐德电气 小型断路器,EA9AN 2P C40A；EA9AN2C40 | Schneider Electric miniature circuit breaker, EA9AN 2P C40A; EA9AN2C40 | EA9AN2C40 | EA9AN2C40 | 当日发货 | a58519589c1f84e9.png.avif
施耐德电气 插拔式中间继电器 4副触点,3A,指示灯,24VAC；RXM4LB2B7 | Schneider Electric plug-in intermediate relay 4 pairs of contacts, 3A, indicator light, 24VAC; RXM4LB2B7 | RXM4LB2B7 | RXM4LB2B7 | 当日发货 | a323a5a722e7ec8a.png.avif
施耐德电气 国产 XB2B系列蘑菇头按钮头,绿色；ZB2BC3C | Schneider Electric domestic XB2B series mushroom button head, green; ZB2BC3C | ZB2BC3C | ZB2BC3C | 当日发货 | 38d601e0beaaa226.png.avif
施耐德电气 小型断路器；iC65N 4P C16A | Schneider Electric Mini Circuit Breaker; iC65N 4P C16A | A9F18416 | iC65N 4P C16A | 当日发货 | f356d2c9c9d653b2.jpg.avif
施耐德电气 小型直流断路器；Acti9 iC65N DC 1P C 16A MCB | Schneider Electric Mini DC Circuit Breaker; Acti9 iC65N DC 1P C 16A MCB | A9N18116 | Acti9 iC65N DC 1P C 16A MCB | 当日发货 | ccf30b84a40b658f.jpg.avif
施耐德电气 带灯按钮,红色,组合型号包含(带灯带触点基座:ZB2BWB41C+带灯按钮头:ZB2BW34C) | Schneider Electric illuminated button, red, combination model includes (illuminated contact base: ZB2BWB41C + illuminated button head: ZB2BW34C) | XB2BW34B1C | XB2BW34B1C | 当日发货 | 355f34782e6a823e.jpg.avif
施耐德电气 带灯按钮,绿色,组合型号包含(带灯带触点基座:ZB2BWM31C+带灯按钮头:ZB2BW33C) | Schneider Electric illuminated button, green, combination model includes (illuminated contact base: ZB2BWM31C + illuminated button head: ZB2BW33C) | XB2BW33M1C | XB2BW33M1C | 当日发货 | 34c0442dd9e1fde0.png.avif
施耐德电气 EA9R,漏电保护断路器,2P,C63A/30mA/A类；EA9RN2C6330CA | Schneider Electric EA9R, leakage protection circuit breaker, 2P, C63A/30mA/A class; EA9RN2C6330CA | EA9RN2C6330CA | EA9RN2C6330CA | 当日发货 | 7283733ac938f72b.jpg.avif
施耐德电气 EA9R,漏电保护断路器,4P,C32A/30mA/A类；EA9RN4C3230CA | Schneider Electric EA9R, leakage protection circuit breaker, 4P, C32A/30mA/A class; EA9RN4C3230CA | EA9RN4C3230CA | EA9RN4C3230CA | 当日发货 | 8bfa85f6ecf9f3dc.jpg.avif
施耐德电气 插拔式中间继电器,2CO,10A,带指示灯,230AC；RXM2CB2P7 | Schneider Electric plug-in intermediate relay, 2CO, 10A, with indicator light, 230AC; RXM2CB2P7 | RXM2CB2P7 | RXM2CB2P7 | 当日发货 | 8d6c1a49c5204cc3.png.avif
施耐德电气 带灯按钮,黄色,组合型号包含(带灯带触点基座:ZB2BWB51C+带灯按钮头:ZB2BW35C) | Schneider Electric illuminated button, yellow, combination model includes (illuminated contact base: ZB2BWB51C + illuminated button head: ZB2BW35C) | XB2BW35B1C | XB2BW35B1C | 当日发货 | 765ce65f2008fb1d.jpg.avif
施耐德电气 TeSys 热磁式电动机断路器,按钮控制,整定电流20-25A,最大分断能力Icu 15kA；GV2ME22C | Schneider Electric TeSys thermal magnetic motor circuit breaker, button control, set current 20-25A, maximum breaking capacity Icu 15kA; GV2ME22C | GV2ME22C | GV2ME22C | 当日发货 | c91c09d840f97ed8.jpg.avif
施耐德电气 绿色带灯底座220V AC+1NO触点模块；ZB5AW0M31C | Schneider Electric green lighted base 220V AC+1NO contact module; ZB5AW0M31C | ZB5AW0M31C | ZB5AW0M31C | 当日发货 | 4baba8861e3248fc.png.avif
施耐德电气 塑壳断路器 固定式；EZD100E50A 3P3T新 | Schneider Electric plastic case circuit breaker fixed; EZD100E50A 3P3T new | EZD100E3050N | EZD100E50A 3P3T新 | 当日发货 | db0c7cbf5d0c8c2c.png.avif
施耐德电气 小型断路器,EA9AN 2P C63A；EA9AN2C63 | Schneider Electric miniature circuit breaker, EA9AN 2P C63A; EA9AN2C63 | EA9AN2C63 | EA9AN2C63 | 当日发货 | 9b176ac96ff420eb.png.avif
施耐德电气 国产TeSys D系列三极交流接触器,170A,220V,50/60Hz；LC1D17000M7C | Schneider Electric domestic TeSys D series three-pole AC contactor, 170A, 220V, 50/60Hz; LC1D17000M7C | LC1D17000M7C | LC1D17000M7C | 当日发货 | f097c545f02e42d5.jpg.avif
施耐德电气 IP65 空按钮盒（可装2个金属钮）；XALB02C | Schneider Electric IP65 empty button box (can hold 2 metal buttons); XALB02C | XALB02C | XALB02C | 当日发货 | 320551374c28a6c7.jpg.avif
施耐德电气 3极接触器；LC1N3810M5N | Schneider Electric 3-pole contactor; LC1N3810M5N | LC1N3810M5N | LC1N3810M5N | 当日发货 | fa9a989394db0838.jpg.avif
施耐德电气 塑壳断路器；NSC100B 10kA 100A 3P3T | Schneider Electric molded case circuit breaker; NSC100B 10kA 100A 3P3T | NSC100B3100N | NSC100B 10kA 100A 3P3T | 当日发货 | 410310ef3d7be88e.png.avif
施耐德电气 小型断路器；Osmart K MCB 6kA 230V 2P C 10A | Schneider Electric Mini Circuit Breaker; Osmart K MCB 6kA 230V 2P C 10A | OSMC32N2C10KG | Osmart K MCB 6kA 230V 2P C 10A | 当日发货 | 08cc0068408621d5.jpg.avif
施耐德电气 TeSys 热磁式电动机断路器,按钮控制,整定电流0.4-0.63A,最大分断能力Icu 100kA；GV2ME04C | Schneider Electric TeSys thermal magnetic motor circuit breaker, button control, set current 0.4-0.63A, maximum breaking capacity Icu 100kA; GV2ME04C | GV2ME04C | GV2ME04C | 当日发货 | 43a4ac3143d28182.jpg.avif
施耐德电气 带灯蜂鸣器 220V AC,红色；XB2BSM4LC | Schneider Electric illuminated buzzer 220V AC, red; XB2BSM4LC | XB2BSM4LC | XB2BSM4LC | 当日发货 | 98f75ea920d7f60e.jpg.avif
施耐德电气 小型断路器,EA9AN 3P D40A；EA9AN3D40 | Schneider Electric miniature circuit breaker, EA9AN 3P D40A; EA9AN3D40 | EA9AN3D40 | EA9AN3D40 | 当日发货 | 30a9b3fbd5294fcc.png.avif
施耐德电气 小型断路器；iC65H 2P C10A | Schneider Electric Mini Circuit Breaker; iC65H 2P C10A | A9F28210 | iC65H 2P C10A | 当日发货 | 9ffb537ad48b6167.png.avif
施耐德电气 时间继电器；REXL2TMP7 | Schneider Electric time relay; REXL2TMP7 | REXL2TMP7 | REXL2TMP7 | 当日发货 | 3a18dba47282eba5.jpg.avif
施耐德电气 触点基座+1NC触点模块 ；ZB5AZ102C | Schneider Electric contact base + 1NC contact module; ZB5AZ102C | ZB5AZ102C | ZB5AZ102C | 当日发货 | fb4509372b540e12.png.avif
施耐德电气 Vario系列负荷开关操作手柄及面板；KCF1PZC | Schneider Electric Vario series load switch operating handle and panel; KCF1PZC | KCF1PZC | KCF1PZC |  | 2100839eb7fbe3a0.png.avif
施耐德电气 国产 XB2B系列带LED灯带触点基座；ZB2BWB42C | Schneider Electric domestic XB2B series with LED light strip contact base; ZB2BWB42C | ZB2BWB42C | ZB2BWB42C | 当日发货 | e958413c77b40272.png.avif
施耐德电气 小型断路器；iC65N 2P C2A | Schneider Electric Mini Circuit Breaker; iC65N 2P C2A | A9F18202 | iC65N 2P C2A | 3周发货 | 94386efcbd13d443.jpg.avif
施耐德电气 3极接触器；LC1N0601M5N | Schneider Electric 3-pole contactor; LC1N0601M5N | LC1N0601M5N | LC1N0601M5N | 4周发货 | 45b7f9e5e15af414.jpg.avif
施耐德电气 主令开关4位弹簧返回；XD2PA24CR | Schneider Electric master switch 4-position spring return; XD2PA24CR | XD2PA24CR | XD2PA24CR | 当日发货 | c49990f87f684fef.png.avif
施耐德电气 断路器；iC65N 1P C3A | Schneider Electric circuit breaker; iC65N 1P C3A | A9F18103 | iC65N 1P C3A | 当日发货 | 599a77961a1abd08.jpg.avif
施耐德电气 2位选择开关,组合型号包含(带触点基座:ZB2BZ105C+选择开关头:ZB2BD2C) | Schneider Electric 2-position selector switch, combination model includes (with contact base: ZB2BZ105C + selector switch head: ZB2BD2C) | XB2BD25C | XB2BD25C | 当日发货 | 94f497736627f825.png.avif
施耐德电气 小型断路器,EA9AN 4P C32A；EA9AN4C32 | Schneider Electric miniature circuit breaker, EA9AN 4P C32A; EA9AN4C32 | EA9AN4C32 | EA9AN4C32 | 当日发货 | 40929db65418215d.png.avif
施耐德电气 Acti9系列断路器 剩余电流动作保护附件 Vigi iC65 2P 40A 100mA A VIGI ELE；A9V67240 | Schneider Electric Acti9 Series Circuit Breaker Residual Current Action Protection Accessory Vigi iC65 2P 40A 100mA A VIGI ELE; A9V67240 | A9V67240 | A9V67240 | 当日发货 | b3b1ebedaa55524c.jpg.avif
施耐德电气 TeSys 热磁式电动机断路器,旋钮控制,整定电流1.6-2.5A,最大分断能力Icu 100kA；GV2PM07C | Schneider Electric TeSys thermal magnetic motor circuit breaker, knob control, set current 1.6-2.5A, maximum breaking capacity Icu 100kA; GV2PM07C | GV2PM07C | GV2PM07C | 当日发货 | 2d5e48b3b8dd4074.jpg.avif
施耐德电气 热过载继电器；LRN32N | Schneider Electric thermal overload relay; LRN32N | LRN32N | LRN32N | 当日发货 | dcb11c6ac680d652.jpg.avif
施耐德电气 小型断路器；iC65H 3P C32A | Schneider Electric Mini Circuit Breaker; iC65H 3P C32A | A9F28332 | iC65H 3P C32A | 当日发货 | ca3cbc0e6539f4f4.png.avif
施耐德电气 小型断路器；iC65H 2P C16A | Schneider Electric Mini Circuit Breaker; iC65H 2P C16A | A9F28216 | iC65H 2P C16A | 当日发货 | 957353736220aa07.png.avif
施耐德电气 绿色带灯底座24V AC/DC+1NO触点模块；ZB5AW0B31C | Schneider Electric green lighted base 24V AC/DC+1NO contact module; ZB5AW0B31C | ZB5AW0B31C | ZB5AW0B31C | 当日发货 | 69d5bb213fa42db2.png.avif
施耐德电气 国产 XB2B系列带LED灯带触点基座；ZB2BWB61C | Schneider Electric domestic XB2B series with LED light strip contact base; ZB2BWB61C | ZB2BWB61C | ZB2BWB61C | 当日发货 | 47da1eef9221d55b.png.avif
施耐德电气 选择开关头(短柄-2位)；ZB5AD2C | Schneider Electric selector switch head (short handle-2 positions); ZB5AD2C | ZB5AD2C | ZB5AD2C | 当日发货 | 725faf1b535285fc.png.avif
施耐德电气 小型断路器,EA9AN 2P D6A；EA9AN2D6 | Schneider Electric miniature circuit breaker, EA9AN 2P D6A; EA9AN2D6 | EA9AN2D6 | EA9AN2D6 | 当日发货 | c36ffb5e37657efa.png.avif
施耐德电气 国产 XA2系列模块式按钮,(XB7 中端演变产品)220V 交流指示灯-白色；XA2EVM1LC | Schneider Electric domestic XA2 series modular buttons, (XB7 mid-range evolution products) 220V AC indicator light - white; XA2EVM1LC | XA2EVM1LC | XA2EVM1LC | 当日发货 | 26d0e1bbe6100313.png.avif
施耐德电气 塑壳断路器 固定式；EZD250E 200A 3P3T | Schneider Electric plastic case circuit breaker fixed; EZD250E 200A 3P3T | EZD250E3200N | EZD250E 200A 3P3T | 当日发货 | 3707d5937a6dd0f1.png.avif
施耐德电气 平头按钮组合型号(带触点基座:ZB2BZ101C+复位按钮头(平头):ZB2BA5C) | Schneider Electric flat head button combination model (with contact base: ZB2BZ101C + reset button head (flat head): ZB2BA5C) | XB2BA51C | XB2BA51C | 当日发货 | aee4f318995846ca.png.avif
施耐德电气 小型断路器，Acti9 iC65N DC 2P C 10A MCB | Schneider Electric Mini Circuit Breaker, Acti9 iC65N DC 2P C 10A MCB | A9N18210 | A9N18210 | 当日发货 | f2c8e1709ccaf5bb.jpg.avif
施耐德电气 A类电子式剩余电流动作保护断路器,额定电流25A,额定分断能力6kA,剩余动作电流30mA,2P,C曲线；iC65N Vigi+ C 25A 30mA A ELE | Schneider Electric Class A electronic residual current action protection circuit breaker, rated current 25A, rated breaking capacity 6kA, residual action current 30mA, 2P, C curve; iC65N Vigi+ C 25A 30mA A ELE | A9D65225 | iC65N Vigi+ C 25A 30mA A ELE | 当日发货 | 8a4b1181f3eb8f65.jpg.avif
施耐德电气 断路器；iC65N 2P C3A | Schneider Electric circuit breaker; iC65N 2P C3A | A9F18203 | iC65N 2P C3A | 当日发货 | 6bda6cfe86fe31ff.jpg.avif
施耐德电气 国产TeSys D系列三极交流接触器,32A,380V,50/60Hz；LC1D32Q7C | Schneider Electric domestic TeSys D series three-pole AC contactor, 32A, 380V, 50/60Hz; LC1D32Q7C | LC1D32Q7C | LC1D32Q7C | 当日发货 | 8e55c7b607d2245e.jpg.avif
施耐德电气 TeSys 热磁式电动机断路器,按钮控制,整定电流17-23A,最大分断能力Icu 15kA；GV2ME21C | Schneider Electric TeSys thermal magnetic motor circuit breaker, button control, set current 17-23A, maximum breaking capacity Icu 15kA; GV2ME21C | GV2ME21C | GV2ME21C | 当日发货 | 9d0deda906243b0c.jpg.avif
施耐德电气 塑壳断路器；NSC60E 7.5kA 60A 3P3T | Schneider Electric molded case circuit breaker; NSC60E 7.5kA 60A 3P3T | NSC60E3060N | NSC60E 7.5kA 60A 3P3T | 当日发货 | 3eb7a399e8b3b791.png.avif
施耐德电气 小型断路器；Osmart K MCB 6kA 230V 3P C 32A | Schneider Electric Mini Circuit Breaker; Osmart K MCB 6kA 230V 3P C 32A | OSMC32N3C32KG | Osmart K MCB 6kA 230V 3P C 32A | 当日发货 | e52eee8a8bdaa729.jpg.avif
施耐德电气 平头复位按钮，黑，1NO；XA2EA21 | Schneider Electric flat head reset button, black, 1NO; XA2EA21 | XA2EA21 | XA2EA21 | 当日发货 | 1d1c28042ea2d083.png.avif
施耐德电气 小型断路器；iC65N 3P C4A | Schneider Electric Mini Circuit Breaker; iC65N 3P C4A | A9F18304 | iC65N 3P C4A | 当日发货 | 2232f32cd1118217.jpg.avif
施耐德电气 国产 XB2B系列蘑菇头按钮,黑色；ZB2BR2C | Schneider Electric domestic XB2B series mushroom head button, black; ZB2BR2C | ZB2BR2C | ZB2BR2C | 当日发货 | 645abcced1ee7786.jpg.avif
施耐德电气 小型断路器；iDPNa C 40A 4.5KA | Schneider Electric miniature circuit breaker; iDPNa C 40A 4.5KA | A9P08640 | iDPNa C 40A 4.5KA | 当日发货 | ca1551414fd03ef1.jpg.avif
施耐德电气 触点模块 1NC；ZBEE102C | Schneider Electric Contact Module 1NC; ZBEE102C | ZBEE102C | ZBEE102C | 当日发货 | dea912c317a8be09.jpg.avif
施耐德电气 辅助触点模块；LANN31N | Schneider Electric auxiliary contact module; LANN31N | LANN31N | LANN31N |  | 26c7727ac08fd415.jpg.avif
施耐德电气 国产TeSys D系列三极交流接触器,25A,380V,50/60HZ；LC1D25Q7C | Schneider Electric domestic TeSys D series three-pole AC contactor, 25A, 380V, 50/60HZ; LC1D25Q7C | LC1D25Q7C | LC1D25Q7C | 当日发货 | d10b7d0335bb24d2.jpg.avif
施耐德电气 小型断路器；iC65N 1P D20A | Schneider Electric Mini Circuit Breaker; iC65N 1P D20A | A9F19120 | iC65N 1P D20A | 当日发货 | db3b69fe69eb4368.jpg.avif
施耐德电气 小型断路器,EA9AN 1P D16A；EA9AN1D16 | Schneider Electric miniature circuit breaker, EA9AN 1P D16A; EA9AN1D16 | EA9AN1D16 | EA9AN1D16 | 当日发货 | f6ded97f1858daba.png.avif
施耐德电气 3极接触器；LC1N1201B5N | Schneider Electric 3-pole contactor; LC1N1201B5N | LC1N1201B5N | LC1N1201B5N | 当日发货 | 04949d1c51b4dca3.jpg.avif
施耐德电气 平板式开关电源；ABL2REM24045K | Schneider Electric flat-panel switching power supply; ABL2REM24045K | ABL2REM24045K | ABL2REM24045K | 当日发货 | 26b9c7075534e99c.jpg.avif
施耐德电气 国产TeSys D系列三极交流接触器,12A,24V,50/60Hz；LC1D12B7C | Schneider Electric domestic TeSys D series three-pole AC contactor, 12A, 24V, 50/60Hz; LC1D12B7C | LC1D12B7C | LC1D12B7C | 当日发货 | 7b65ceeae98dc859.jpg.avif
施耐德电气 国产 XB2B系列选择开关头(长柄-3位)；ZB2BJ5C | Schneider Electric domestic XB2B series selector switch head (long handle-3 positions); ZB2BJ5C | ZB2BJ5C | ZB2BJ5C | 当日发货 | 1946d36cfba2cb5a.jpg.avif
施耐德电气 EA9C65,漏电保护断路器,1P+N,C16A/30mA/A类；EA9C65C1630CA | Schneider Electric EA9C65, leakage protection circuit breaker, 1P+N, C16A/30mA/A class; EA9C65C1630CA | EA9C65C1630CA | EA9C65C1630CA | 当日发货 | 051ce1f529abd323.jpg.avif
施耐德电气 国产TeSys D系列三极交流接触器,12A,380V,50/60HZ；LC1D12Q7C | Schneider Electric domestic TeSys D series three-pole AC contactor, 12A, 380V, 50/60HZ; LC1D12Q7C | LC1D12Q7C | LC1D12Q7C | 当日发货 | 479ea1163d2adc7f.jpg.avif
施耐德电气 小型断路器,EA9AN 4P C63A；EA9AN4C63 | Schneider Electric miniature circuit breaker, EA9AN 4P C63A; EA9AN4C63 | EA9AN4C63 | EA9AN4C63 | 当日发货 | 0a9fae1e2050cf8b.png.avif
施耐德电气 国产TeSys D Everlink系列三极接触器,40A,110V,50/60Hz；LC1D40AF7C | Schneider Electric domestic TeSys D Everlink series three-pole contactor, 40A, 110V, 50/60Hz; LC1D40AF7C | LC1D40AF7C | LC1D40AF7C | 当日发货 | 31d79bab664b5847.jpg.avif
施耐德电气 按钮附件,保护罩；ZBPA | Schneider Electric button accessories, protective cover; ZBPA | ZBPA | ZBPA | 当日发货 | 5ead55e97be59cdf.jpg.avif
施耐德电气 TeSys 热磁式电动机断路器,旋钮控制,整定电流9-14A,最大分断能力Icu 100kA；GV2PM16C | Schneider Electric TeSys thermal magnetic motor circuit breaker, knob control, set current 9-14A, maximum breaking capacity Icu 100kA; GV2PM16C | GV2PM16C | GV2PM16C | 当日发货 | 47a820a045a78c78.jpg.avif
施耐德电气 小型断路器,EA9AN 4P C16A；EA9AN4C16 | Schneider Electric miniature circuit breaker, EA9AN 4P C16A; EA9AN4C16 | EA9AN4C16 | EA9AN4C16 | 当日发货 | 0b500848952f9d1f.png.avif
施耐德电气 带灯按钮头(绿色)；ZB5AW333C | Schneider Electric illuminated button head (green); ZB5AW333C | ZB5AW333C | ZB5AW333C | 当日发货 | 211cdb14069a9c7a.png.avif
施耐德电气 小型断路器,EA9AN 3P D25A；EA9AN3D25 | Schneider Electric miniature circuit breaker, EA9AN 3P D25A; EA9AN3D25 | EA9AN3D25 | EA9AN3D25 | 当日发货 | 908fb68d60c9d0b3.png.avif
施耐德电气 急停按钮头,红色；ZB4BS844 | Schneider Electric emergency stop button head, red; ZB4BS844 | ZB4BS844 | ZB4BS844 | 当日发货 | 2f7862b65d217d23.png.avif
施耐德电气 触点模块 1NC；ZBE102 | Schneider Electric Contact Module 1NC; ZBE102 | ZBE102 | ZBE102 | 当日发货 | d2e5b940c2f8987d.png.avif
施耐德电气 国产 XB2B系列复位按钮头(平头),蓝色；ZB2BA6C | Schneider Electric domestic XB2B series reset button head (flat head), blue; ZB2BA6C | ZB2BA6C | ZB2BA6C | 当日发货 | fb179afea9b26513.png.avif
施耐德电气 国产 XB2B系列带灯按钮头,白色；ZB2BW31C | Schneider Electric domestic XB2B series illuminated button head, white; ZB2BW31C | ZB2BW31C | ZB2BW31C | 当日发货 | 59782d0480699b2a.png.avif
施耐德电气 平板式开关电源；ABL2REM24065K | Schneider Electric flat-panel switching power supply; ABL2REM24065K | ABL2REM24065K | ABL2REM24065K | 当日发货 | da9c7fcae1a3d885.jpg.avif
施耐德电气 小型断路器，Acti9 iC65N DC 1P C 2A MCB | Schneider Electric Mini Circuit Breaker, Acti9 iC65N DC 1P C 2A MCB | A9N18102 | Acti9 iC65N DC 1P C 2A MCB | 当日发货 | ccf30b84a40b658f.jpg.avif
施耐德电气 TeSys 热磁式电动机断路器,旋钮控制,整定电流13-18A,最大分断能力Icu 50kA；GV2PM20C | Schneider Electric TeSys thermal magnetic motor circuit breaker, knob control, set current 13-18A, maximum breaking capacity Icu 50kA; GV2PM20C | GV2PM20C | GV2PM20C | 当日发货 | 0e3be4134265ca67.jpg.avif
施耐德电气 断路器；C120H 3P C 100A | Schneider Electric circuit breaker; C120H 3P C 100A | A9N19818 | C120H 3P C 100A | 当日发货 | e9883159ab7449c5.png.avif
施耐德电气 故障指示接点,Acti9 iSD100mA~6A AC-DC；A9A26907 | Schneider Electric fault indication contact, Acti9 iSD100mA~6A AC-DC; A9A26907 | A9A26907 | A9A26907 | 当日发货 | c02bc1e93b4f6500.jpg.avif
施耐德电气 小型断路器，Acti9 iC65N DC 1P C 20A MCB | Schneider Electric Mini Circuit Breaker, Acti9 iC65N DC 1P C 20A MCB | A9N18120 | A9N18120 | 当日发货 | f2752b841253f0fb.jpg.avif
施耐德电气 接触器,标准接触器 iCT 1NO 230~240V 25A；A9C20731 | Schneider Electric contactor, standard contactor iCT 1NO 230~240V 25A; A9C20731 | A9C20731 | A9C20731 | 当日发货 | cdfcee507319c7d0.jpg.avif
施耐德电气 小型断路器,EA9AN 3P C50A；EA9AN3C50 | Schneider Electric miniature circuit breaker, EA9AN 3P C50A; EA9AN3C50 | EA9AN3C50 | EA9AN3C50 | 当日发货 | 004a8be6578ad57e.png.avif
施耐德电气 小型断路器；iC65N 4P D40A | Schneider Electric Mini Circuit Breaker; iC65N 4P D40A | A9F19440 | iC65N 4P D40A | 当日发货 | c32f13779c99de1b.jpg.avif
施耐德电气 EA9R,漏电保护断路器,2P,C40A/30mA/A类；EA9RN2C4030CA | Schneider Electric EA9R, leakage protection circuit breaker, 2P, C40A/30mA/A class; EA9RN2C4030CA | EA9RN2C4030CA | EA9RN2C4030CA | 当日发货 | e3cfbd409dba38fc.jpg.avif
施耐德电气 3极接触器；LC1N0910Q5N | Schneider Electric 3-pole contactor; LC1N0910Q5N | LC1N0910Q5N | LC1N0910Q5N | 当日发货 | fb4509372b540e12.jpg.avif
施耐德电气 导轨插座 4P 25A；EA9XN425 | Schneider Electric DIN Rail Socket 4P 25A; EA9XN425 | EA9XN425 | EA9XN425 | 当日发货 | 541051ea53083809.jpg.avif
施耐德电气 国产 XB2B系列复位按钮头(平头,带功能符号),黑色；ZB2BA335C | Schneider Electric domestic XB2B series reset button head (flat head, with function symbol), black; ZB2BA335C | ZB2BA335C | ZB2BA335C | 当日发货 | 926887094721f830.jpg.avif
施耐德电气 TeSys D系列控制继电器，110V, DC, 3NO+2NC；CAD32FDC | Schneider Electric TeSys D series control relay, 110V, DC, 3NO+2NC; CAD32FDC | CAD32FDC | CAD32FDC | 当日发货 | 2a2a2a3b3187055b.jpg.avif
施耐德电气 小型断路器,EA9AN 2P D16A；EA9AN2D16 | Schneider Electric miniature circuit breaker, EA9AN 2P D16A; EA9AN2D16 | EA9AN2D16 | EA9AN2D16 | 当日发货 | ba28686c49daed6f.png.avif
施耐德电气 国产TeSys D系列三极交流接触器,32A,36V,50/60Hz；LC1D32CC7C | Schneider Electric domestic TeSys D series three-pole AC contactor, 32A, 36V, 50/60Hz; LC1D32CC7C | LC1D32CC7C | LC1D32CC7C | 当日发货 | 8e55c7b607d2245e.jpg.avif
施耐德电气 3极接触器；LC1N1210B5N | Schneider Electric 3-pole contactor; LC1N1210B5N | LC1N1210B5N | LC1N1210B5N | 当日发货 | 15c2e7e0d9236b21.jpg.avif
施耐德电气 国产TeSys D系列三极交流接触器 直流线圈,38A,24VDC；LC1D38BDC | Schneider Electric domestic TeSys D series three-pole AC contactor DC coil, 38A, 24VDC; LC1D38BDC | LC1D38BDC | LC1D38BDC | 当日发货 | d54501a8cd21dd6c.jpg.avif
施耐德电气 国产TeSys D系列三极交流接触器 直流线圈,9A,110VDC；LC1D09FDC | Schneider Electric domestic TeSys D series three-pole AC contactor DC coil, 9A, 110VDC; LC1D09FDC | LC1D09FDC | LC1D09FDC | 当日发货 | dc49569ffcbe1a8a.jpg.avif
施耐德电气 3层灯柱，24V，带蜂鸣器，带可折叠底座的100mm支撑管安装；XVGB3SMA | Schneider Electric 3-tier light pole, 24V, with buzzer, 100mm support tube mount with foldable base; XVGB3SMA | XVGB3SMA | XVGB3SMA | 当日发货 | 1e47fbed63bedb8c.jpg.avif
施耐德电气 蘑菇头按钮,组合型号包含(带触点基座:ZB2BZ101C+蘑菇头按钮头:ZB2BC3C) | Schneider Electric mushroom button, combination model includes (contact base: ZB2BZ101C + mushroom button head: ZB2BC3C) | XB2BC31C | XB2BC31C | 当日发货 | 1a9e3d1eae43ae96.png.avif
施耐德电气 国产TeSys D Everlink系列三极接触器,50A,110V,50/60Hz；LC1D50AF7C | Schneider Electric domestic TeSys D Everlink series three-pole contactor, 50A, 110V, 50/60Hz; LC1D50AF7C | LC1D50AF7C | LC1D50AF7C | 当日发货 | 7735bfd03ea5d3f8.jpg.avif
施耐德电气 TeSys D系列控制继电器,24V,DC,3NO 2NC；CAD32BDC | Schneider Electric TeSys D series control relay, 24V, DC, 3NO 2NC; CAD32BDC | CAD32BDC | CAD32BDC | 当日发货 | e86fddd439c411c2.jpg.avif
施耐德电气 3极接触器；LC1N1810Q5N | Schneider Electric 3-pole contactor; LC1N1810Q5N | LC1N1810Q5N | LC1N1810Q5N | 当日发货 | 37ea3237648b4822.jpg.avif
施耐德电气 3极接触器；LC1N1201Q5N | Schneider Electric 3-pole contactor; LC1N1201Q5N | LC1N1201Q5N | LC1N1201Q5N | 当日发货 | 5c748570017e5b02.jpg.avif
施耐德电气 小型断路器；iC65N 4P D10A | Schneider Electric Mini Circuit Breaker; iC65N 4P D10A | A9F19410 | iC65N 4P D10A | 当日发货 | 69cae8fd49b607c8.jpg.avif
施耐德电气 塑壳断路器；NSC250S 18kA 250A 3P3T | Schneider Electric molded case circuit breaker; NSC250S 18kA 250A 3P3T | NSC250S3250N | NSC250S 18kA 250A 3P3T | 当日发货 | 66e017d0e3407997.png.avif
施耐德电气 小型断路器；iC65N 2P D2A | Schneider Electric Mini Circuit Breaker; iC65N 2P D2A | A9F19202 | iC65N 2P D2A | 当日发货 | cd40629b0431d5fd.jpg.avif
施耐德电气 带灯按钮,白色,组合型号包含(带灯带触点基座:ZB2BWB11C+带灯按钮头:ZB2BW31C) | Schneider Electric illuminated button, white, combination model includes (illuminated contact base: ZB2BWB11C + illuminated button head: ZB2BW31C) | XB2BW31B1C | XB2BW31B1C | 当日发货 | d2d14f69e3b5760e.png.avif
施耐德电气 3层灯柱，24V，带蜂鸣器，带L支架的支撑管安装；XVGB3S | Schneider Electric 3-tier lamp post, 24V, with buzzer, support tube mounting with L bracket; XVGB3S | XVGB3S | XVGB3S | 当日发货 | 04c5d865752a1b75.png.avif
施耐德电气 平头按钮,组合型号包含(带触点基座:ZB2BZ101C+复位按钮头(平头):ZB2BA2C) | Schneider Electric flat head button, combination model includes (contact base: ZB2BZ101C + reset button head (flat head): ZB2BA2C) | XB2BA21C | XB2BA21C | 当日发货 | cf29723dfea57b89.jpg.avif
施耐德电气 国产 XA2系列模块式按钮,（XB7 中端演变产品）24V 交直流指示灯-白色；XA2EVB1LC | Schneider Electric domestic XA2 series modular buttons, (XB7 mid-range evolution product) 24V AC and DC indicator light-white; XA2EVB1LC | XA2EVB1LC | XA2EVB1LC | 当日发货 | 930dbf582eae763a.png.avif
施耐德电气 TeSys D系列热过载继电器,整定电流63-80A；LRD3363C | Schneider Electric TeSys D series thermal overload relay, set current 63-80A; LRD3363C | LRD3363C | LRD3363C | 当日发货 | a46b44a7e9bc56f6.jpg.avif
施耐德电气 TeSys 热磁式电动机断路器,旋钮控制,整定电流24-32A,最大分断能力Icu 50kA；GV2PM32C | Schneider Electric TeSys thermal magnetic motor circuit breaker, knob control, set current 24-32A, maximum breaking capacity Icu 50kA; GV2PM32C | GV2PM32C | GV2PM32C | 当日发货 | f34766191fe5f30c.jpg.avif
施耐德电气 Vario系列负荷开关操作手柄及面板；KCF2PZC | Schneider Electric Vario series load switch operating handle and panel; KCF2PZC | KCF2PZC | KCF2PZC |  | abbd71c7aaef0889.png.avif
施耐德电气 EA9R,漏电保护断路器,3P,C40A/30mA/A类；EA9RN3C4030CA | Schneider Electric EA9R, leakage protection circuit breaker, 3P, C40A/30mA/A class; EA9RN3C4030CA | EA9RN3C4030CA | EA9RN3C4030CA | 当日发货 | af9162a36c5cbd7a.jpg.avif
施耐德电气 接触器延时模块，通电延时，1-30秒；LADT2 | Schneider Electric contactor delay module, power on delay, 1-30 seconds; LADT2 | LADT2 | LADT2 |  | 6d4aaf9c72554bbc.jpg.avif
施耐德电气 TeSys 热磁式电动机断路器,旋钮控制,整定电流20-25A,最大分断能力Icu 50kA；GV2PM22C | Schneider Electric TeSys thermal magnetic motor circuit breaker, knob control, set current 20-25A, maximum breaking capacity Icu 50kA; GV2PM22C | GV2PM22C | GV2PM22C | 当日发货 | 4918a50630d92757.jpg.avif
施耐德电气 塑壳断路器常用附件 相间隔板 一套（3个），用于68mm厚度产品的4极(2)；EZDFASB4PN | Schneider Electric common accessories for molded case circuit breakers, phase partitions, set (3 pieces), for 4 poles (2) of 68mm thick products; EZDFASB4PN | EZDFASB4PN | EZDFASB4PN | 当日发货 | b551d1b7d2ed8fb7.png.avif
施耐德电气 接口型继电器,1CO, 24VDC,有测试杆,有LED；RXG12BD | Schneider Electric interface relay, 1CO, 24VDC, with test rod, with LED; RXG12BD | RXG12BD | RXG12BD | 当日发货 | 5307e658a8a5218a.png.avif
施耐德电气 电气附件,iMX 100-415V；A9A26476 | Schneider Electric Electrical Accessories, iMX 100-415V; A9A26476 | A9A26476 | A9A26476 | 当日发货 | d332221da9411cd1.jpg.avif
施耐德电气 相序控制继电器；RM22TG20 | Schneider Electric phase sequence control relay; RM22TG20 | RM22TG20 | RM22TG20 | 当日发货 | f419f8fd8de3b5d9.png.avif
施耐德电气 触点基座+1NO+1NC触点模块 ；ZB5AZ105C | Schneider Electric contact base + 1NO + 1NC contact module; ZB5AZ105C | ZB5AZ105C | ZB5AZ105C | 当日发货 | 824156e36b29ecbf.png.avif
施耐德电气 国产 XB2B系列急停按钮头,红色；ZB2BS64C | Schneider Electric domestic XB2B series emergency stop button head, red; ZB2BS64C | ZB2BS64C | ZB2BS64C | 当日发货 | ccde595b6712f48a.jpg.avif
施耐德电气 国产TeSys D系列三极交流接触器,18A,380V,50/60Hz；LC1D18Q7C | Schneider Electric domestic TeSys D series three-pole AC contactor, 18A, 380V, 50/60Hz; LC1D18Q7C | LC1D18Q7C | LC1D18Q7C | 当日发货 | 373334ae87b77401.jpg.avif
施耐德电气 辅助触点模块；LANN02N | Schneider Electric auxiliary contact module; LANN02N | LANN02N | LANN02N |  | e52758cc43a7b0a9.jpg.avif
施耐德电气 3极接触器；LC1N0901B5N | Schneider Electric 3-pole contactor; LC1N0901B5N | LC1N0901B5N | LC1N0901B5N | 当日发货 | ca15b1fa5337740d.jpg.avif
施耐德电气 平头按钮,组合型号包含(带触点基座:ZB2BZ101C+复位按钮头(平头):ZB2BA1C) | Schneider Electric flat head button, combination model includes (contact base: ZB2BZ101C + reset button head (flat head): ZB2BA1C) | XB2BA11C | XB2BA11C | 当日发货 | 8fd6c74b64c8dc79.png.avif
施耐德电气 国产 XB2B系列带灯按钮头,蓝色；ZB2BW36C | Schneider Electric domestic XB2B series illuminated button head, blue; ZB2BW36C | ZB2BW36C | ZB2BW36C | 当日发货 | f86e893ead9657ac.png.avif
施耐德电气 小型断路器；OSMC32N1P C10A | Schneider Electric Mini Circuit Breaker; OSMC32N1P C10A | OSMC32N1C10 | OSMC32N1P C10A | 当日发货 | 387da7c4a811e660.jpg.avif
施耐德电气 中间继电器附件,2副触点经济型基座；RXZE1M2C | Schneider Electric intermediate relay accessories, 2 pairs of contacts economical base; RXZE1M2C | RXZE1M2C | RXZE1M2C | 当日发货 | fbe18cd1645ca94b.jpg.avif
施耐德电气 国产TeSys D系列三极交流接触器,9A,220V,50/60Hz；LC1D09M7C | Schneider Electric domestic TeSys D series three-pole AC contactor, 9A, 220V, 50/60Hz; LC1D09M7C | LC1D09M7C | LC1D09M7C | 当日发货 | 1c5e9f1d124ee733.jpg.avif
施耐德电气 插拔式中间继电器 2副触点,5A,指示灯,24VDC；RXM2LB2BD | Schneider Electric plug-in intermediate relay 2 pairs of contacts, 5A, indicator light, 24VDC; RXM2LB2BD | RXM2LB2BD | RXM2LB2BD | 当日发货 | 4f2383a1aa85429e.jpg.avif
施耐德电气 国产 XB2B系列带触点基座；ZB2BZ101C | Schneider Electric domestic XB2B series with contact base; ZB2BZ101C | ZB2BZ101C | ZB2BZ101C | 当日发货 | 9ca7d5f8e5946a59.jpg.avif
施耐德电气 小型断路器；iC65N 2P C10A | Schneider Electric Mini Circuit Breaker; iC65N 2P C10A | A9F18210 | iC65N 2P C10A | 当日发货 | aa20dde92860a5ec.jpg.avif
施耐德电气 触点模块 1NO；ZB2BE101C | Schneider Electric contact module 1NO; ZB2BE101C | ZB2BE101C | ZB2BE101C | 当日发货 | ca82183cd5a8f99d.jpg.avif
施耐德电气 触点模块 1NC；ZB2BE102C | Schneider Electric Contact Module 1NC; ZB2BE102C | ZB2BE102C | ZB2BE102C | 当日发货 | b4e706b7b0859a82.png.avif
施耐德电气 插拔式中间继电器,2CO 带LED 24V DC；RXM2AB2BD | Schneider Electric plug-in intermediate relay, 2CO with LED 24V DC; RXM2AB2BD | RXM2AB2BD | RXM2AB2BD | 当日发货 | bb2a5c277f398be6.jpg.avif
施耐德电气 中间继电器附件,4副触点经济型基座；RXZE1M4C | Schneider Electric intermediate relay accessories, 4 pairs of contacts economical base; RXZE1M4C | RXZE1M4C | RXZE1M4C | 当日发货 | 3929dd35af33a502.jpg.avif
施耐德电气 剩余电流动作保护附件；Vigi DPN Class A ELE 25A 30mA | Schneider Electric residual current action protection accessories; Vigi DPN Class A ELE 25A 30mA | A9Y57625 | Vigi DPN Class A ELE 25A 30mA | 当日发货 | 96eb7bc703d2b899.jpg.avif
施耐德电气 插拔式中间继电器 2副触点,5A,指示灯,230VAC；RXM2LB2P7 | Schneider Electric plug-in intermediate relay 2 pairs of contacts, 5A, indicator light, 230VAC; RXM2LB2P7 | RXM2LB2P7 | RXM2LB2P7 | 当日发货 | 1844e1ffa740f51e.png.avif
施耐德电气 小型断路器；iC65N 1P C16A | Schneider Electric Mini Circuit Breaker; iC65N 1P C16A | A9F18116 | iC65N 1P C16A | 当日发货 | cc0ef75ee98584f7.jpg.avif
施耐德电气 小型断路器；iC65N 1P C6A | Schneider Electric Mini Circuit Breaker; iC65N 1P C6A | A9F18106 | iC65N 1P C6A | 当日发货 | fa87eac95680aaf5.jpg.avif
施耐德电气 小型断路器；iC65N 2P C16A | Schneider Electric Mini Circuit Breaker; iC65N 2P C16A | A9F18216 | iC65N 2P C16A | 当日发货 | 39276a4264577027.jpg.avif
施耐德电气 插拔式中间继电器 4副触点,3A,指示灯,24VDC；RXM4LB2BD | Schneider Electric plug-in intermediate relay 4 pairs of contacts, 3A, indicator light, 24VDC; RXM4LB2BD | RXM4LB2BD | RXM4LB2BD | 当日发货 | bd42e372f7d9f8ba.png.avif
施耐德电气 剩余电流动作保护附件；Vigi iC65 ELE 2P 40A 30mA A | Schneider Electric residual current action protection accessories; Vigi iC65 ELE 2P 40A 30mA A | A9V57240 | Vigi iC65 ELE 2P 40A 30mA A | 当日发货 | 457c42d445b00f05.jpg.avif
施耐德电气 国产 XB2B系列带触点基座；ZB2BZ102C | Schneider Electric domestic XB2B series with contact base; ZB2BZ102C | ZB2BZ102C | ZB2BZ102C | 当日发货 | cc109f66e6fc2d6d.png.avif
施耐德电气 国产TeSys D系列三极交流接触器,18A,220V,50/60Hz；LC1D18M7C | Schneider Electric domestic TeSys D series three-pole AC contactor, 18A, 220V, 50/60Hz; LC1D18M7C | LC1D18M7C | LC1D18M7C | 当日发货 | eb0ac93a6e93e932.jpg.avif
施耐德电气 小型断路器；iC65N 2P C6A | Schneider Electric Mini Circuit Breaker; iC65N 2P C6A | A9F18206 | iC65N 2P C6A | 当日发货 | 0deff38be4b3f64c.jpg.avif
施耐德电气 中间继电器附件,金属压紧扣具(适用经济型底座)；RXZ410 | Schneider Electric intermediate relay accessories, metal compression buckle (for economical base); RXZ410 | RXZ410 | RXZ410 | 当日发货 | 8e7130f5212b3f2a.jpg.avif
施耐德电气 3极接触器；LC1N0910M5N | Schneider Electric 3-pole contactor; LC1N0910M5N | LC1N0910M5N | LC1N0910M5N | 当日发货 | 36c0cc4df5a7739f.jpg.avif
施耐德电气 TeSys D接触器,3P 12A AC-3 5.5kW@400V,1NO 1NC aux contact,220V 50/60Hz AC coil；LC1D12M7C | Schneider Electric TeSys D contactor, 3P 12A AC-3 5.5kW@400V, 1NO 1NC aux contact, 220V 50/60Hz AC coil; LC1D12M7C | LC1D12M7C | LC1D12M7C | 当日发货 | 62eb5a84242d33d0.jpg.avif
施耐德电气 国产TeSys D系列三极交流接触器,32A,220V,50/60Hz；LC1D32M7C | Schneider Electric domestic TeSys D series three-pole AC contactor, 32A, 220V, 50/60Hz; LC1D32M7C | LC1D32M7C | LC1D32M7C | 当日发货 | 8e55c7b607d2245e.jpg.avif
施耐德电气 国产TeSys D系列三极交流接触器,25A,220V,50/60Hz；LC1D25M7C | Schneider Electric domestic TeSys D series three-pole AC contactor, 25A, 220V, 50/60Hz; LC1D25M7C | LC1D25M7C | LC1D25M7C | 当日发货 | d2ff79e74ed7b65c.jpg.avif
施耐德电气 小型断路器；iC65N 1P C10A | Schneider Electric Mini Circuit Breaker; iC65N 1P C10A | A9F18110 | iC65N 1P C10A | 当日发货 | 486c12bfb3d5b413.jpg.avif
施耐德电气 小型断路器；iDPNa C 16A 4.5KA | Schneider Electric miniature circuit breaker; iDPNa C 16A 4.5KA | A9P08616 | iDPNa C 16A 4.5KA | 当日发货 | 65cb9aa89b204e2f.jpg.avif
施耐德电气 国产 XB2B系列急停按钮头,红色；ZB2BS54C | Schneider Electric domestic XB2B series emergency stop button head, red; ZB2BS54C | ZB2BS54C | ZB2BS54C | 当日发货 | e7b0ffc10d0264f7.png.avif
施耐德电气 插拔式中间继电器 4CO 带LED 24V DC；RXM4AB2BD | Schneider Electric plug-in intermediate relay 4CO with LED 24V DC; RXM4AB2BD | RXM4AB2BD | RXM4AB2BD | 当日发货 | 4ab1972a98b4a867.png.avif
施耐德电气 国产 XB2B系列复位按钮头(平头),绿色；ZB2BA3C | Schneider Electric domestic XB2B series reset button head (flat head), green; ZB2BA3C | ZB2BA3C | ZB2BA3C | 当日发货 | 660079178b4fb71e.png.avif
施耐德电气 3极接触器；LC1N1210M5N | Schneider Electric 3-pole contactor; LC1N1210M5N | LC1N1210M5N | LC1N1210M5N | 当日发货 | 0752ee01aee8c34d.jpg.avif
施耐德电气 导轨插座，Easy9 Socket 2P 10A 250V AC | Schneider Electric DIN rail socket, Easy9 Socket 2P 10A 250V AC | EA9XN5210 | EA9XN5210 | 当日发货 | e392d43b1df65b78.jpg.avif
施耐德电气 小型断路器；iC65N 2P C20A | Schneider Electric Mini Circuit Breaker; iC65N 2P C20A | A9F18220 | iC65N 2P C20A | 当日发货 | d804f3c8e8f06773.jpg.avif
施耐德电气 TeSys接触器辅助触点模块,2NO 2NC；LADN22C | Schneider Electric TeSys contactor auxiliary contact module, 2NO 2NC; LADN22C | LADN22C | LADN22C |  | 2e7e2a11dfbe9668.jpg.avif
施耐德电气 插拔式中间继电器 4副触点,3A,指示灯,230VAC；RXM4LB2P7 | Schneider Electric plug-in intermediate relay 4 pairs of contacts, 3A, indicator light, 230VAC; RXM4LB2P7 | RXM4LB2P7 | RXM4LB2P7 | 当日发货 | 698cfc763f11b83d.png.avif
施耐德电气 国产 XB2B系列选择开关头(短柄-2位)；ZB2BD2C | Schneider Electric domestic XB2B series selector switch head (short handle-2 positions); ZB2BD2C | ZB2BD2C | ZB2BD2C | 当日发货 | 549c5408e89d7513.png.avif
施耐德电气 3极接触器；LC1N1810M5N | Schneider Electric 3-pole contactor; LC1N1810M5N | LC1N1810M5N | LC1N1810M5N | 当日发货 | 6ae4684f91a14846.jpg.avif
施耐德电气 国产 XB2B系列带触点基座；ZB2BZ103C | Schneider Electric domestic XB2B series with contact base; ZB2BZ103C | ZB2BZ103C | ZB2BZ103C | 当日发货 | 1a48ecfa17212fd5.png.avif
施耐德电气 小型断路器；iDPNa C 20A 4.5KA | Schneider Electric miniature circuit breaker; iDPNa C 20A 4.5KA | A9P08620 | iDPNa C 20A 4.5KA | 当日发货 | e7a65a820b3aec2e.jpg.avif
施耐德电气 小型断路器；iC65N 2P C32A | Schneider Electric Mini Circuit Breaker; iC65N 2P C32A | A9F18232 | iC65N 2P C32A | 当日发货 | e4f227d1a722ecd0.jpg.avif
施耐德电气 小型断路器,EA9AN 1P C16A；EA9AN1C16 | Schneider Electric miniature circuit breaker, EA9AN 1P C16A; EA9AN1C16 | EA9AN1C16 | EA9AN1C16 | 当日发货 | 5a4e4f47e1d8ee38.png.avif
施耐德电气 TeSys接触器辅助触点模块,1NO 1NC；LADN11C | Schneider Electric TeSys contactor auxiliary contact module, 1NO 1NC; LADN11C | LADN11C | LADN11C |  | 770436b0a7f30a6f.jpg.avif
施耐德电气 小型断路器；iC65N 1P C20A | Schneider Electric Mini Circuit Breaker; iC65N 1P C20A | A9F18120 | iC65N 1P C20A | 当日发货 | 4dc59b43421a9bbc.jpg.avif
施耐德电气 国产TeSys D系列三极交流接触器 直流线圈,9A,24VDC,21个/箱；LC1D09BDC | Schneider Electric domestic TeSys D series three-pole AC contactor DC coil, 9A, 24VDC, 21 pieces/box; LC1D09BDC | LC1D09BDC | LC1D09BDC | 当日发货 | e371629f1aa9c73b.jpg.avif
施耐德电气 TeSys 热磁式电动机断路器,按钮控制,整定电流2.5-4A,最大分断能力Icu 100kA；GV2ME08C | Schneider Electric TeSys thermal magnetic motor circuit breaker, button control, set current 2.5-4A, maximum breaking capacity Icu 100kA; GV2ME08C | GV2ME08C | GV2ME08C | 当日发货 | 2a27ed0fda2ec17d.jpg.avif
施耐德电气 EA9C45,漏电保护断路器,1P+N,C16A/30mA/A类；MGNEA9C45C1630CA | Schneider Electric EA9C45, leakage protection circuit breaker, 1P+N, C16A/30mA/A class; MGNEA9C45C1630CA | MGNEA9C45C1630CA | MGNEA9C45C1630CA | 当日发货 | 1468f7c7c928a783.jpg.avif
施耐德电气 AC 220V 绿色LED指示灯；XB2BVM3LC | Schneider Electric AC 220V green LED indicator light; XB2BVM3LC | XB2BVM3LC | XB2BVM3LC | 当日发货 | 6693db565e8f9bf0.png.avif
施耐德电气 小型断路器；iC65N 3P C32A | Schneider Electric Mini Circuit Breaker; iC65N 3P C32A | A9F18332 | iC65N 3P C32A | 当日发货 | 5e04de278452dd14.jpg.avif
施耐德电气 Φ40急停开关(按拉复位),红,1NC；XA2ET42 | Schneider Electric Φ40 emergency stop switch (press and pull to reset), red, 1NC; XA2ET42 | XA2ET42 | XA2ET42 | 当日发货 | 305120f26f76cef2.png.avif
施耐德电气 电动机辅助触点；GVAE11 | Schneider Electric motor auxiliary contacts; GVAE11 | GVAE11 | GVAE11 | 当日发货 | 91911a00698e8913.jpg.avif
施耐德电气 3极接触器；LC1N2510M5N | Schneider Electric 3-pole contactor; LC1N2510M5N | LC1N2510M5N | LC1N2510M5N | 当日发货 | 5f90abf4a64b2b58.jpg.avif
施耐德电气 AC/DC 24V 绿色LED指示灯；XB2BVB3LC | Schneider Electric AC/DC 24V green LED indicator light; XB2BVB3LC | XB2BVB3LC | XB2BVB3LC | 当日发货 | a8582d18b0bb8e0a.png.avif
施耐德电气 3极接触器；LC1N0610M5N | Schneider Electric 3-pole contactor; LC1N0610M5N | LC1N0610M5N | LC1N0610M5N | 当日发货 | 346625dd255384bd.jpg.avif
施耐德电气 小型断路器,EA9AN 1P C10A；EA9AN1C10 | Schneider Electric miniature circuit breaker, EA9AN 1P C10A; EA9AN1C10 | EA9AN1C10 | EA9AN1C10 | 当日发货 | 2e24900834727848.png.avif
施耐德电气 国产 XB2B系列复位按钮头(平头),红色；ZB2BA4C | Schneider Electric domestic XB2B series reset button head (flat head), red; ZB2BA4C | ZB2BA4C | ZB2BA4C | 当日发货 | 1edc7791b991b768.jpg.avif
施耐德电气 AC 220V 红色LED指示灯；XB2BVM4LC | Schneider Electric AC 220V red LED indicator light; XB2BVM4LC | XB2BVM4LC | XB2BVM4LC | 当日发货 | fe100c51c61ead5a.png.avif
施耐德电气 小型断路器；iDPNa C 10A 4.5KA | Schneider Electric miniature circuit breaker; iDPNa C 10A 4.5KA | A9P08610 | iDPNa C 10A 4.5KA | 当日发货 | ca1551414fd03ef1.jpg.avif
施耐德电气 插拔式中间继电器 4CO 带LED 230V AC；RXM4AB2P7 | Schneider Electric plug-in intermediate relay 4CO with LED 230V AC; RXM4AB2P7 | RXM4AB2P7 | RXM4AB2P7 | 当日发货 | 69a7e76c0aa5bb0d.png.avif
施耐德电气 EA9C45,漏电保护断路器,1P+N,C20A/30mA/A类；MGNEA9C45C2030CA | Schneider Electric EA9C45, leakage protection circuit breaker, 1P+N, C20A/30mA/A class; MGNEA9C45C2030CA | MGNEA9C45C2030CA | MGNEA9C45C2030CA | 当日发货 | 0802222549307549.jpg.avif
施耐德电气 小型断路器,EA9AN 2P C10A；EA9AN2C10 | Schneider Electric miniature circuit breaker, EA9AN 2P C10A; EA9AN2C10 | EA9AN2C10 | EA9AN2C10 | 当日发货 | f4cf1bb337804c8e.png.avif
施耐德电气 国产 XB2B系列带灯按钮头,绿色；ZB2BW33C | Schneider Electric domestic XB2B series illuminated button head, green; ZB2BW33C | ZB2BW33C | ZB2BW33C | 当日发货 | 77a95e4a460f7f9e.png.avif